{"text_format":"1","workbook":"xlsx","n_sheets":17,"sheets":["Version Notes","Instructions","Calculator","NWL Specification","RefNWL","Results Graphical","Results Numerical","CVG","CVG (Dynamic)","Simple Report","Intermediate Report","Full Report","SPD Library","CES","CMF","RefCalc","CCTCalc"],"not_rendered":{"charts":39,"images":2,"macros":1,"external_links":1,"defined_names":84,"comments":1,"pivot_tables":0},"unopened":[],"bounds":{"document_bytes":16777216,"sheet_cells":100000,"rows_first":2000,"rows_last":500,"rows_between":2000,"halvings":0,"cell_chars":16384,"cell_head_chars":4096},"cells_cut":0,"cells_raw":0,"read":"whole","date_system":"1904"}

{"sheet":"Version Notes","index":0,"n_rows":12,"n_cols":4,"rows_kept":12,"cut":false,"hidden":false,"merged":[[3,1,3,3],[11,1,11,3]]}
[]
[null,"ANSI/IES TM-30-18 Basic Calculation Tool"]
[]
[null,"This document has been approved and copyrighted by the Illuminating Engineering Society (IES) for use in conjunction with ANSI/IES TM-30-18. In the event of any discrepancy between the calculation tool and the procedure described in ANSI/IES TM-30-18, the standard takes precedence. This version of the calculation tool uses limited VBA sheet macros (to compute CCT, reference illuminant, and chromaticity). It is designed for SPDs having a 1 nm resolution, ranging from 380 to 780 nm. For other resolutions, please use the ANSI/IES TM-30-18 Advanced Calculation Tool. Questions and feedback about this tool should be directed to Pat McGillicuddy at pmcgillicuddy@ies.org.\n\nThe input values within this worksheet may be modified by the user, but the formulas and VBA code should not be changed—the results are only valid if no changes are made. Do not distribute modified versions.\n\n"]
[]
[null,"Version Number","Release Date","Notes"]
[null,"1.0","2015-09-14","Initial public release with IES TM-30-15."]
[null,"1.01","2015-10-02","Corrected to apply equation 3.12.4 as specified in IES TM-30-15."]
[null,"1.02","2015-06-09","Correctred formula for Color Distortion Icon.\nClarification of index abbreviations.\nCorrection of hue composition formula."]
[null,"2.00","2018-08-10","Implements ANSI/IES TM-30-18 changes, with new formatting."]
[]
[null,"PLEASE CHECK FOR UPDATES PRIOR TO USE AT: http://www.ies.org/redirect/tm-30/"]

{"sheet":"Instructions","index":1,"n_rows":63,"n_cols":4,"rows_kept":63,"cut":false,"hidden":false,"merged":[[3,1,3,3],[7,2,7,3],[8,2,8,3],[9,2,9,3],[21,2,21,3],[5,1,5,3],[19,1,19,3],[22,2,22,3],[23,2,23,3],[42,2,42,3],[43,2,43,3],[44,2,44,3],[24,2,24,3],[25,2,25,3],[26,2,26,3],[30,2,30,3],[31,2,31,3],[32,2,32,3],[45,2,45,3],[46,2,46,3],[27,2,27,3],[28,2,28,3],[29,2,29,3],[51,2,51,3],[58,1,58,3],[52,2,52,3],[53,2,53,3],[54,2,54,3],[55,2,55,3],[56,2,56,3],[60,2,60,3],[61,2,61,3],[62,2,62,3],[33,2,33,3],[34,2,34,3],[35,2,35,3],[36,2,36,3],[37,2,37,3],[38,2,38,3],[39,2,39,3],[40,2,40,3],[41,2,41,3],[47,2,47,3],[48,2,48,3],[49,2,49,3],[50,2,50,3]]}
[]
[null,{"$f":"'Version Notes'!B2","v":"ANSI/IES TM-30-18 Basic Calculation Tool"}]
[]
[null,{"$f":"'Version Notes'!B4:D4","v":"This document has been approved and copyrighted by the Illuminating Engineering Society (IES) for use in conjunction with ANSI/IES TM-30-18. In the event of any discrepancy between the calculation tool and the procedure described in ANSI/IES TM-30-18, the standard takes precedence. This version of the calculation tool uses limited VBA sheet macros (to compute CCT, reference illuminant, and chromaticity). It is designed for SPDs having a 1 nm resolution, ranging from 380 to 780 nm. For other resolutions, please use the ANSI/IES TM-30-18 Advanced Calculation Tool. Questions and feedback about this tool should be directed to Pat McGillicuddy at pmcgillicuddy@ies.org.\n\nThe input values within this worksheet may be modified by the user, but the formulas and VBA code should not be changed—the results are only valid if no changes are made. Do not distribute modified versions.\n\n"}]
[]
[null,"Instructions"]
[]
[null,"1)","Make sure macros are enabled. This tool uses three sheet macros (but no VBA code)."]
[]
[null,"2)","The SPD can be input in two ways: (a) in the Calculator sheet, or (b) in the SPD Library sheet. The SPD must always have a resolution of 1 nm and a range of 380 to 780 nm. For other increments, it is suggested to use the TM-30 Advanced Calculation Tool instead."]
[]
[null,null,"2a)","To enter an SPD manually in the Calculator sheet:"]
[null,null,null,"- Enter 0 as the selected SPD (cell C3)."]
[null,null,null,"- Paste the SPD in the shaded area of column C."]
[]
[null,null,"2b)","To select an SPD from the SPD Library sheet, enter the corresponding SPD number in cell C1."]
[null,null,null,"- Additional SPDs can be added to the SPD library. They must have a resolution of 1 nm and a range of 380 to 780 nm."]
[]
[]
[null,"Sheet Descriptions"]
[]
[null,null,"Calculator"]
[null,null,"This sheet serves as the main user interface. Use this page to paste or recall SPDs and view the calculation results."]
[]
[null,null,"CalcEngine"]
[null,null,"This sheet includes the formulas and detailed numerical results for the ANSI/IES TM-30-18 calculations."]
[]
[null,null,"CVG "]
[null,null,"This sheet includes acceptable alternative version of the Color Vector Graphic. It also stores data used to generate the graphics."]
[]
[null,null,"CVG (Dynamic) [Hidden]"]
[null,null,"Includes data for the CVG that reflects the selected viewing options."]
[]
[null,null,"SimpleReport"]
[null,null,"This sheet provides a printable 1/4 page layout, as described in ANSI/IES TM-30-18 Annex D. Note: the aspect ratio on this sheet is formatted for printing; verify that that CVG prints square."]
[]
[null,null,"IntermediateReport"]
[null,null,"This sheet provides a printable 1/2 page layout, as described in ANSI/IES TM-30-18 Annex D. Note: the aspect ratio on this sheet is formatted for printing; verify that that CVG prints square."]
[]
[null,null,"FullReport"]
[null,null,"This sheet provides a printable full page layout, as described in ANSI/IES TM-30-18 Annex D. Note: the aspect ratio on this sheet is formatted for printing; verify that that CVG prints square."]
[]
[null,null,"SPD Library"]
[null,null,"This sheet allows SPDs to be stored for recall from the Calculator sheet. The default library includes a set of SPDs intended to help users understand ANSI/IES TM-30-18. This Library has been populated with a subset of SPDs used in: Kevin W. Houser, Minchen Wei, Aurélien David, Michael R. Krames, and Xiangyou Sharon Shen. Optics Express, Vol. 21, Issue 8, pp. 10393-10411 (2013) - http://dx.doi.org/10.1364/OE.21.010393. Please refer to this manuscript for additional specifics and citations regarding the origins of the SPDs. These SPDs serve only as examples and should not be considered official representations of any lamp technology or manufacturer. The dataset is not intended to be a statistical sample for use in analyses."]
[]
[null,null,"CES"]
[null,null,"This sheet provides the 99 color evaluation samples (CES) specified in ANSI/IES TM-30-18."]
[]
[null,null,"CMF [Hidden]"]
[null,null,"This sheet stores the CIE 1931 2° CMFs and CIE 1964 10° CMFs used in the calculations."]
[]
[null,null,"RefCalc [Hidden]"]
[null,null,"This sheet calculates the SPD of the appropriate reference illuminant based on the CCT of the test source."]
[]
[null,null,"CCTCalc [Hidden]"]
[null,null,"This sheet calculates the CCT of the test source."]
[]
[]
[null,"Contributions"]
[]
[null,null,"General engine: Aurelien David"]
[null,null,"CCT, chromaticity, reference illuminant: Yoshi Ohno"]
[null,null,"CAM02-UCS engine: Lorne Whitehead, Kevin Smet"]

{"sheet":"Calculator","index":2,"n_rows":406,"n_cols":17,"rows_kept":406,"cut":false,"hidden":false,"merged":[[0,1,0,2],[58,8,58,9],[0,4,0,14],[2,4,2,14]]}
[null,"DATA INPUT\n[See Instructions sheet for additional information]\nPLEASE CHECK FOR UPDATES PRIOR TO USE AT: http://www.ies.org/redirect/tm-30/",null,null,"BASIC RESULTS\n[Printable results in other sheets]"]
[]
[null,"Select Library SPD:\n[Enter 0 for Use SPD]",350,null,{"$f":"IF(C3,OFFSET('SPD Library'!B3,0,$C$3-1),\"User SPD\")","v":"PC Amber - Manf 1"}]
[]
[null,"Wavelength (nm)","User SPD (0)"]
[null,380,1,null,null,null,null,null,null,null,null,null,null,null,null,null,true]
[null,381,1,null,null,null,null,null,null,null,null,null,null,null,null,null,true]
[null,382,1,null,null,null,null,null,null,null,null,null,null,null,null,null,true]
[null,383,1]
[null,384,1]
[null,385,1]
[null,386,1]
[null,387,1]
[null,388,1]
[null,389,1]
[null,390,1]
[null,391,1]
[null,392,1]
[null,393,1]
[null,394,1]
[null,395,1]
[null,396,1]
[null,397,1]
[null,398,1]
[null,399,1]
[null,400,1]
[null,401,1,null,null,null,null,null,null,null,null,null,null,null,null," "]
[null,402,1]
[null,403,1]
[null,404,1]
[null,405,1]
[null,406,1]
[null,407,1]
[null,408,1]
[null,409,1]
[null,410,1]
[null,411,1]
[null,412,1]
[null,413,1]
[null,414,1]
[null,415,1]
[null,416,1]
[null,417,1]
[null,418,1]
[null,419,1]
[null,420,1]
[null,421,1]
[null,422,1]
[null,423,1]
[null,424,1]
[null,425,1]
[null,426,1]
[null,427,1]
[null,428,1]
[null,429,1]
[null,430,1]
[null,431,1]
[null,432,1]
[null,433,1]
[null,434,1]
[null,435,1]
[null,436,1]
[null,437,1]
[null,438,1]
[null,439,1]
[null,440,1]
[null,441,1]
[null,442,1]
[null,443,1]
[null,444,1]
[null,445,1]
[null,446,1]
[null,447,1]
[null,448,1]
[null,449,1]
[null,450,1]
[null,451,1]
[null,452,1]
[null,453,1]
[null,454,1,null,null,null,null,null,0,0]
[null,455,1,null,null,null,null,null,100,100]
[null,456,1,null,null,null,null,null,0,200]
[null,457,1]
[null,458,1]
[null,459,1]
[null,460,1]
[null,461,1]
[null,462,1]
[null,463,1]
[null,464,1]
[null,465,1]
[null,466,1]
[null,467,1]
[null,468,1]
[null,469,1]
[null,470,1]
[null,471,1]
[null,472,1]
[null,473,1]
[null,474,1]
[null,475,1]
[null,476,1]
[null,477,1]
[null,478,1]
[null,479,1]
[null,480,1]
[null,481,1]
[null,482,1]
[null,483,1]
[null,484,1]
[null,485,1]
[null,486,1]
[null,487,1]
[null,488,1]
[null,489,1]
[null,490,1]
[null,491,1]
[null,492,1]
[null,493,1]
[null,494,1]
[null,495,1]
[null,496,1]
[null,497,1]
[null,498,1]
[null,499,1]
[null,500,1]
[null,501,1]
[null,502,1]
[null,503,1]
[null,504,1]
[null,505,1]
[null,506,1]
[null,507,1]
[null,508,1]
[null,509,1]
[null,510,1]
[null,511,1]
[null,512,1]
[null,513,1]
[null,514,1]
[null,515,1]
[null,516,1]
[null,517,1]
[null,518,1]
[null,519,1]
[null,520,1]
[null,521,1]
[null,522,1]
[null,523,1]
[null,524,1]
[null,525,1]
[null,526,1]
[null,527,1]
[null,528,1]
[null,529,1]
[null,530,1]
[null,531,1]
[null,532,1]
[null,533,1]
[null,534,1]
[null,535,1]
[null,536,1]
[null,537,1]
[null,538,1]
[null,539,1]
[null,540,1]
[null,541,1]
[null,542,1]
[null,543,1]
[null,544,1]
[null,545,1]
[null,546,1]
[null,547,1]
[null,548,1]
[null,549,1]
[null,550,1]
[null,551,1]
[null,552,1]
[null,553,1]
[null,554,1]
[null,555,1]
[null,556,1]
[null,557,1]
[null,558,1]
[null,559,1]
[null,560,1]
[null,561,1]
[null,562,1]
[null,563,1]
[null,564,1]
[null,565,1]
[null,566,1]
[null,567,1]
[null,568,1]
[null,569,1]
[null,570,1]
[null,571,1]
[null,572,1]
[null,573,1]
[null,574,1]
[null,575,1]
[null,576,1]
[null,577,1]
[null,578,1]
[null,579,1]
[null,580,1]
[null,581,1]
[null,582,1]
[null,583,1]
[null,584,1]
[null,585,1]
[null,586,1]
[null,587,1]
[null,588,1]
[null,589,1]
[null,590,1]
[null,591,1]
[null,592,1]
[null,593,1]
[null,594,1]
[null,595,1]
[null,596,1]
[null,597,1]
[null,598,1]
[null,599,1]
[null,600,1]
[null,601,1]
[null,602,1]
[null,603,1]
[null,604,1]
[null,605,1]
[null,606,1]
[null,607,1]
[null,608,1]
[null,609,1]
[null,610,1]
[null,611,1]
[null,612,1]
[null,613,1]
[null,614,1]
[null,615,1]
[null,616,1]
[null,617,1]
[null,618,1]
[null,619,1]
[null,620,1]
[null,621,1]
[null,622,1]
[null,623,1]
[null,624,1]
[null,625,1]
[null,626,1]
[null,627,1]
[null,628,1]
[null,629,1]
[null,630,1]
[null,631,1]
[null,632,1]
[null,633,1]
[null,634,1]
[null,635,1]
[null,636,1]
[null,637,1]
[null,638,1]
[null,639,1]
[null,640,1]
[null,641,1]
[null,642,1]
[null,643,1]
[null,644,1]
[null,645,1]
[null,646,1]
[null,647,1]
[null,648,1]
[null,649,1]
[null,650,1]
[null,651,1]
[null,652,1]
[null,653,1]
[null,654,1]
[null,655,1]
[null,656,1]
[null,657,1]
[null,658,1]
[null,659,1]
[null,660,1]
[null,661,1]
[null,662,1]
[null,663,1]
[null,664,1]
[null,665,1]
[null,666,1]
[null,667,1]
[null,668,1]
[null,669,1]
[null,670,1]
[null,671,1]
[null,672,1]
[null,673,1]
[null,674,1]
[null,675,1]
[null,676,1]
[null,677,1]
[null,678,1]
[null,679,1]
[null,680,1]
[null,681,1]
[null,682,1]
[null,683,1]
[null,684,1]
[null,685,1]
[null,686,1]
[null,687,1]
[null,688,1]
[null,689,1]
[null,690,1]
[null,691,1]
[null,692,1]
[null,693,1]
[null,694,1]
[null,695,1]
[null,696,1]
[null,697,1]
[null,698,1]
[null,699,1]
[null,700,1]
[null,701,1]
[null,702,1]
[null,703,1]
[null,704,1]
[null,705,1]
[null,706,1]
[null,707,1]
[null,708,1]
[null,709,1]
[null,710,1]
[null,711,1]
[null,712,1]
[null,713,1]
[null,714,1]
[null,715,1]
[null,716,1]
[null,717,1]
[null,718,1]
[null,719,1]
[null,720,1]
[null,721,1]
[null,722,1]
[null,723,1]
[null,724,1]
[null,725,1]
[null,726,1]
[null,727,1]
[null,728,1]
[null,729,1]
[null,730,1]
[null,731,1]
[null,732,1]
[null,733,1]
[null,734,1]
[null,735,1]
[null,736,1]
[null,737,1]
[null,738,1]
[null,739,1]
[null,740,1]
[null,741,1]
[null,742,1]
[null,743,1]
[null,744,1]
[null,745,1]
[null,746,1]
[null,747,1]
[null,748,1]
[null,749,1]
[null,750,1]
[null,751,1]
[null,752,1]
[null,753,1]
[null,754,1]
[null,755,1]
[null,756,1]
[null,757,1]
[null,758,1]
[null,759,1]
[null,760,1]
[null,761,1]
[null,762,1]
[null,763,1]
[null,764,1]
[null,765,1]
[null,766,1]
[null,767,1]
[null,768,1]
[null,769,1]
[null,770,1]
[null,771,1]
[null,772,1]
[null,773,1]
[null,774,1]
[null,775,1]
[null,776,1]
[null,777,1]
[null,778,1]
[null,779,1]
[null,780,1]

{"sheet":"NWL Specification","index":3,"n_rows":32,"n_cols":20,"rows_kept":32,"cut":false,"hidden":false,"merged":[[1,1,1,3],[2,1,2,3],[21,6,21,16],[4,1,4,3],[8,2,8,3],[7,6,7,16],[6,2,6,3],[5,2,5,3],[7,2,7,3]]}
[]
[null,"This sheet can be used to determine non-white light specifications"]
[null,"[Reference: Esposito T, Radetsky L. 2022. Specifying non-white light sources in outdoor applications to reduce light pollution. Submitted to LEUKOS.]"]
[]
[null,"Instructions",null,null,null,null,"Figure 1. Test and reference SPDs.",null,null,null,null,null,"Figure 2. Example SPDs for selected lighting technology "]
[null,"STEP 1"," Load a TEST spectral power distribution (SPD) using the IES TM-30 interface on the 'Calculator' tab. Refer to the 'Instructions' tab for assistance. Return to this tab after SPD has been loaded.\n\nNote: SPDs have been added to the 'SPD Library' tab for PC Amber, Amber, Red, Far Red, and PC 2000 L and PC 1800 K LEDs. SPDs for high- and low-pressure sodium have also been added. These SPDs have SPD #'s from 350 to 362. "]
[null,"STEP 2","Choose the lighting technology for the TEST SPD from the drop-down menu in cell C11. There are three choices:\n\n     (1) Phosphor-Converted (PC) Amber LEDs: these have a peak wavleneght near 590 nm, a wide distribution, and a small or no hump between 400 - 500 nm. See Figure 2 for example SPDs when this technology is selected.\n \n     (2) Direct-Emission (DE) LEDs: these have a very narrow distribution, typically less than 25 nm at their half-maximum. See Figure 2 for example SPDs when this technology is selected. \n\n     (3) Other: this includes other SPDs such as those from phosphor-converted white LEDs, high pressure sodium, etc. See Figure 2 for example SPDs when this technology is selected. \n"]
[null,"STEP 3","If the technology type is properly selected and no error message is displayed, the lighting specification will be provided in cell C15.\n\nNote: a nominal color name is automatically added to Direct-Emission (DE) LEDs. These color names are noteably subjective and my vary from person to person. The limits for the color names can be modified in cells N30:O35 of the 'RefNWL' tab which is hidden by default. \n ",null,null,null,"Figure 3. An enlarged portion of the CIE 1931 xy chromaticity diagram showing the ANSI C78.377-2017 7-step Basic and Extended CCT Quadrangles, the proposed Expanded Basic and Expanded Extended quadrangles for nominal CCT designations of 2000 K and 1800 K from Esposito and Radetsky [2022], and the proposed PC Amber bin (yellow) from Esposito and Radetsky [2022]. "]
[]
[null,null,"Step 2 (manual):   ","Choose your lighting technology below ¯¯¯¯¯"]
[null,null,"Technology dropdown menu: "]
[null,null,"Technology description: ",{"$f":"RefNWL!D82","v":"Direct Emission LEDs have narrow SPDs and a very saturated visual appearance"}]
[]
[null,null,"Step 3 (automatic): ","Specification"]
[null,null,"Specification: ",{"$f":"RefNWL!F40","v":"DE Amber – 595 nm"}]
[]
[null,null,"Error Message: ",{"$f":"RefNWL!F49","v":"NOTE: SPD does not appear to be narrowband. Please check."}]
[]
[]
[]
[]
[null,null,null,null,null,null,"Figure 4. An enlarged portion of the CIE 1931 xy chromaticity diagram showing select ANSI C78.377-2017 7-step Basic and Extended CCT Quadrangles, the proposed Expanded Basic and Expanded Extended quadrangles for nominal CCT designations of 2000 K and 1800 K from Esposito and Radetsky [2022], and the proposed PC Amber bin (yellow) from Esposito and Radetsky [2022]. Chromaticity diagram is enlarged to emphasize the spectrum locus at wavelengths longer than approximately 580 nm. "]
[]
[]
[]
[]
[]
[]
[]
[]
[]
[null,null,null,null,null,null,null,null,null,null,null,null,null,null,null,null,null,null,null," "]

{"sheet":"RefNWL","index":4,"n_rows":457,"n_cols":33,"rows_kept":457,"cut":false,"hidden":false,"merged":[[5,8,5,9],[5,10,5,11],[15,8,15,9],[15,10,15,11],[5,22,5,23],[15,22,15,23],[5,24,5,25],[5,12,5,13],[5,14,5,15],[5,16,5,17],[5,18,5,19],[5,20,5,21],[5,2,5,3],[5,4,5,5],[5,6,5,7],[8,1,12,1],[18,1,22,1],[15,2,15,3],[15,4,15,5],[15,6,15,7],[36,13,36,14],[25,2,25,3],[15,24,15,25],[15,12,15,13],[15,14,15,15],[15,16,15,17],[15,18,15,19],[15,20,15,21]]}
[]
[]
[null,"SPD","x","y"]
[null,null,{"$f":"'Results Numerical'!J5","v":0.56797829584535264},{"$f":"'Results Numerical'!J6","v":0.42653377962313399}]
[null,null,null,null,null,null,null,null,null,null,null,null,null,null,null,null,null,null,null,null,null,null,null,null,null,null,null,"Determine ANSI ",null,null,"Determine ANSI Expansion"]
[null,"CCT","1800 K",null,"2000 K",null,"2200 K",null,"2500 K",null,"2700 K",null,"3000 K",null,"3500 K",null,"4000 K",null,"4500 K",null,"5000 K",null,"5700 K",null,"6500 K",null,null,{"$f":"IF(PtInPoly($C$4,$D$4,G9:H13),1,0)","v":0},"2200 K - Basic"]
[null,null,"x","y","x","y","X","y","X","y","x","y","X","y","X","y","X","y","X","y","X","y","x","y","x","y",null,{"$f":"IF(PtInPoly($C$4,$D$4,I9:J13),1,0)","v":0},"2500 K - Basic",null,{"$f":"IF(PtInPoly($C$4,$D$4,C9:D13),1,0)","v":1},"1800 K - Expanded Basic"]
[null,"Center",0.54247626322723652,0.41005768491877054,0.52217009817460713,0.41390067651876505,0.50180000000000002,0.4153,0.48060000000000003,0.41410000000000002,0.45779999999999998,0.41010000000000002,0.43390000000000001,0.40329999999999999,0.4078,0.39300000000000002,0.38179999999999997,0.37969999999999998,0.36130000000000001,0.36699999999999999,0.34460000000000002,0.35510000000000003,0.32869999999999999,0.34250000000000003,0.31230000000000002,0.32829999999999998,null,{"$f":"IF(PtInPoly($C$4,$D$4,K9:L13),1,0)","v":0},"2700 K - Basic",null,{"$f":"IF(PtInPoly($C$4,$D$4,E9:F13),1,0)","v":0},"2000 K - Expanded Basic"]
["A","(x,y) tolerance quadrangle",0.5706,0.42880000000000001,0.54820000000000002,0.43280000000000002,0.52590000000000003,0.43419999999999997,0.50449999999999995,0.43440000000000001,0.48130000000000001,0.43190000000000001,0.45619999999999999,0.42599999999999999,0.43030000000000002,0.4173,0.40029999999999999,0.40350000000000003,0.37369999999999998,0.38819999999999999,0.35499999999999998,0.37530000000000002,0.33750000000000002,0.3619,0.32050000000000001,0.34770000000000001,null,{"$f":"IF(PtInPoly($C$4,$D$4,M9:N13),1,0)","v":0},"3000 K - Basic",null,{"$f":"IF(PtInPoly($C$4,$D$4,C19:D23),1,0)","v":0},"1800 K - Expanded Extended"]
["B",null,0.54820000000000002,0.43280000000000002,0.52590000000000003,0.43419999999999997,0.50449999999999995,0.43440000000000001,0.48130000000000001,0.43190000000000001,0.45619999999999999,0.42599999999999999,0.43030000000000002,0.4173,0.40029999999999999,0.40350000000000003,0.37369999999999998,0.38800000000000001,0.35499999999999998,0.37540000000000001,0.33750000000000002,0.3619,0.32050000000000001,0.34760000000000002,0.30259999999999998,0.33110000000000001,null,{"$f":"IF(PtInPoly($C$4,$D$4,O9:P13),1,0)","v":0},"3500 K - Basic",null,{"$f":"IF(PtInPoly($C$4,$D$4,E19:F23),1,0)","v":0},"2000 K - Expanded Extended"]
["C",null,0.51929999999999998,0.39510000000000001,0.49930000000000002,0.3967,0.47989999999999999,0.3967,0.45929999999999999,0.39439999999999997,0.43730000000000002,0.38929999999999998,0.41499999999999998,0.3821,0.38950000000000001,0.37090000000000001,0.36709999999999998,0.35830000000000001,0.35139999999999999,0.34820000000000001,0.33660000000000001,0.33729999999999999,0.3221,0.3256,0.30669999999999997,0.31190000000000001,null,{"$f":"IF(PtInPoly($C$4,$D$4,Q9:R13),1,0)","v":0},"4000 K - Basic"]
["D",null,0.53979999999999995,0.39140000000000003,0.51929999999999998,0.39510000000000001,0.49930000000000002,0.3967,0.47989999999999999,0.3967,0.45929999999999999,0.39439999999999997,0.43730000000000002,0.38929999999999998,0.41499999999999998,0.3821,0.38950000000000001,0.37090000000000001,0.36720000000000003,0.35849999999999999,0.35139999999999999,0.34810000000000002,0.33660000000000001,0.33739999999999998,0.3221,0.32550000000000001,null,{"$f":"IF(PtInPoly($C$4,$D$4,S9:T13),1,0)","v":0},"4500 K - Basic",null,{"$f":"SUM(AE7:AE10)","v":1},{"$f":"IFERROR(VLOOKUP(1,AE7:AF10,2,FALSE),\"Outside of quadrangles\")","v":"1800 K - Expanded Basic"}]
["A",null,0.5706,0.42880000000000001,0.54820000000000002,0.43280000000000002,0.52590000000000003,0.43419999999999997,0.50449999999999995,0.43440000000000001,0.48130000000000001,0.43190000000000001,0.45619999999999999,0.42599999999999999,0.43030000000000002,0.4173,0.40029999999999999,0.40350000000000003,0.37369999999999998,0.38819999999999999,0.35499999999999998,0.37530000000000002,0.33750000000000002,0.3619,0.32050000000000001,0.34770000000000001,null,{"$f":"IF(PtInPoly($C$4,$D$4,U9:V13),1,0)","v":0},"5000 K - Basic",null,null,{"$f":"LEFT(AF12,6)","v":"1800 K"}]
[null,null,null,null,null,null,null,null,null,null,null,null,null,null,null,null,null,null,null,null,null,null,null,null,null,null,null,{"$f":"IF(PtInPoly($C$4,$D$4,W9:X13),1,0)","v":0},"5700 K - Basic"]
[null,null,null,null,null,null,null,null,null,null,null,null,null,null,null,null,null,null,null,null,null,null,null,null,null,null,null,{"$f":"IF(PtInPoly($C$4,$D$4,Y9:Z13),1,0)","v":0},"6500 K - Basic"]
[null,"CCT","1800/012",null,"2000/012",null,"2200/012 ",null,"2500/012",null,"2700/012",null,"3000/012",null,"3500/012",null,"4000/011",null,"4500/011",null,"5000/010",null,"5700/010",null,"6500/009",null,null,{"$f":"IF(PtInPoly($C$4,$D$4,G19:H23),1,0)","v":0},"2200 K - Extended",null,{"$f":"IF(PtInPoly($C$4,$D$4,C28:D37),1,0)","v":1},"PC Amber",{"$f":"\"PC Amber\"&\" – \"&AF13","v":"PC Amber – 1800 K"}]
[null,null,"X","y","X","y","X","y","X","y","x","y","X","y","X","y","X","y","X","y","X","y","x","y","x","y",null,{"$f":"IF(PtInPoly($C$4,$D$4,I19:J23),1,0)","v":0},"2500 K - Extended"]
[null,"Center",0.51580000000000004,0.37659999999999999,0.49640000000000001,0.37909999999999999,0.47760000000000002,0.37969999999999998,0.45860000000000001,0.37859999999999999,0.4385,0.37509999999999999,0.4178,0.36930000000000002,0.39550000000000002,0.3609,0.37369999999999998,0.35010000000000002,0.35649999999999998,0.33989999999999998,0.34260000000000002,0.33040000000000003,0.3291,0.32019999999999998,0.31509999999999999,0.30859999999999999,null,{"$f":"IF(PtInPoly($C$4,$D$4,K19:L23),1,0)","v":0},"2700 K - Extended",null,null,{"$f":"IF(AND(AE16=1,AE12=1),AG16,IF(AND(AE12=0,AE16=1),IF(AND(AE16=1,'Results Numerical'!EQ3<40),\"Error: check message below\",AF16)))","v":"PC Amber – 1800 K"}]
["A","(x,y) tolerance quadrangle",0.53979999999999995,0.39140000000000003,0.51929999999999998,0.39510000000000001,0.49930000000000002,0.3967,0.47989999999999999,0.3967,0.45929999999999999,0.39439999999999997,0.43730000000000002,0.38929999999999998,0.41499999999999998,0.3821,0.38950000000000001,0.37090000000000001,0.36709999999999998,0.35830000000000001,0.35139999999999999,0.34810000000000002,0.33660000000000001,0.33729999999999999,0.3221,0.32550000000000001,null,{"$f":"IF(PtInPoly($C$4,$D$4,M19:N23),1,0)","v":0},"3000 K - Extended"]
["B",null,0.51929999999999998,0.39510000000000001,0.49930000000000002,0.3967,0.47989999999999999,0.3967,0.45929999999999999,0.39439999999999997,0.43730000000000002,0.38929999999999998,0.41499999999999998,0.3821,0.38950000000000001,0.37090000000000001,0.36709999999999998,0.35830000000000001,0.35139999999999999,0.34810000000000002,0.33660000000000001,0.33729999999999999,0.3221,0.32550000000000001,0.30669999999999997,0.31190000000000001,null,{"$f":"IF(PtInPoly($C$4,$D$4,O19:P23),1,0)","v":0},"3500 K - Extended"]
["C",null,0.49370000000000003,0.36170000000000002,0.47549999999999998,0.36320000000000002,0.45789999999999997,0.36299999999999999,0.43959999999999999,0.3609,0.4204,0.35649999999999998,0.40129999999999999,0.35049999999999998,0.37990000000000002,0.34139999999999998,0.36120000000000002,0.33150000000000002,0.34810000000000002,0.32329999999999998,0.33579999999999999,0.31469999999999998,0.32350000000000001,0.30520000000000003,0.31040000000000001,0.29409999999999997,null,{"$f":"IF(PtInPoly($C$4,$D$4,Q19:R23),1,0)","v":0},"4000 K - Extended"]
["D",null,0.51259999999999994,0.35830000000000001,0.49370000000000003,0.36170000000000002,0.47549999999999998,0.36320000000000002,0.45789999999999997,0.36299999999999999,0.43959999999999999,0.3609,0.4204,0.35659999999999997,0.40129999999999999,0.35049999999999998,0.37990000000000002,0.34139999999999998,0.36120000000000002,0.33150000000000002,0.34810000000000002,0.32329999999999998,0.33579999999999999,0.31469999999999998,0.32350000000000001,0.30520000000000003,null,{"$f":"IF(PtInPoly($C$4,$D$4,S19:T23),1,0)","v":0},"4500 K - Extended"]
["A",null,0.53979999999999995,0.39140000000000003,0.51929999999999998,0.39510000000000001,0.49930000000000002,0.3967,0.47989999999999999,0.3967,0.45929999999999999,0.39439999999999997,0.43730000000000002,0.38929999999999998,0.41499999999999998,0.3821,0.38950000000000001,0.37090000000000001,0.36709999999999998,0.35830000000000001,0.35139999999999999,0.34810000000000002,0.33660000000000001,0.33729999999999999,0.3221,0.32550000000000001,null,{"$f":"IF(PtInPoly($C$4,$D$4,U19:V23),1,0)","v":0},"5000 K - Extended"]
[null,null,null,null,null,null,null,null,null,null,null,null,null,null,null,null,null,null,null,null,null,null,null,null,null,null,null,{"$f":"IF(PtInPoly($C$4,$D$4,W19:X23),1,0)","v":0},"5700 K - Extended"]
[null,null,null,null,null,null,null,null,null,null,null,null,null,null,null,null,null,null,null,null,null,null,null,null,null,null,null,{"$f":"IF(PtInPoly($C$4,$D$4,Y19:Z23),1,0)","v":0},"6500 K - Extended"]
[null,null,"PC Amber Bin",null,null,"Dropdown List",null,null,null,null,null,"SPD Peak Wavelength"]
[null,null,"x","y",null,2,"Phosphor-Converted (PC) Amber LED",null,null,null,null,{"$f":"VLOOKUP(MAX('Results Numerical'!$EQ$5:$EQ$405),'Results Numerical'!EQ5:ER405,2,FALSE)","v":595},"nm",null,null,null,null,null,null,null,null,null,null,null,null,null,null,{"$f":"SUM(AB6:AB25)","v":0},{"$f":"IFERROR(VLOOKUP(1,AB6:AC25,2,FALSE),\"Outside of quadrangles\")","v":"Outside of quadrangles"}]
[null,null,0.54,0.45900000000000002,null,null,"Direct-Emission (DE) LED (Very narrow SPD -- Highly saturated)"]
[null,null,0.52799999999999991,0.44299999999999989,null,null,"Other (e.g., Phosphor-Converted White)",null,null,null,null,"Direct Emission (DE) Color Determination",null,null,null,null,"IES Handbook, 10th Edition, Figure 7.48"]
[null,null,0.54780503777159295,0.42600042098369856,null,null,null,null,null,null,null,{"$f":"IF(AND($L$27>=N30,$L$27<=O30),1,0)","v":1},"DE Amber",580,604,null,"Blue","Peak near 450 nm"]
[null,null,0.54690000000000016,0.4249,null,null,null,null,null,null,null,0,"DE Orange",605,614,null,"Blue-Green","Peak near 500 nm"]
[null,null,0.56999999999999984,0.41,null,null,null,null,null,null,null,0,"DE Orange-Red",615,625,null,"Green","Peak near 525 nm"]
[null,null,0.57150277790324777,0.40986494421608932,null,null,null,null,null,null,null,0,"DE Red",626,659,null,"Amber","Peak near 590 nm"]
[null,null,0.57302231237322521,0.40894748704079337,null,null,null,null,null,null,null,0,"DE Deep Red",660,699,null,"Orange","Peak near 605 nm"]
[null,null,0.57869999999999988,0.40329999999999994,null,null,null,null,null,null,null,0,"DE Far Red",700,780,null,"Orange-Red","Peak near 615 nm"]
[null,null,0.59260000000000013,0.40740000000000004,null,null,null,null,null,null,null,null,null,null,null,null,"Red","Peak near 626 nm"]
[null,null,{"$f":"C28","v":0.54},{"$f":"D28","v":0.45900000000000002},null,null,null,null,null,null,null,null,{"$f":"VLOOKUP(1,L30:O35,2,FALSE)","v":"DE Amber"},{"$f":"M37&\" – \" &L27&\" nm\"","v":"DE Amber – 595 nm"}]
[]
[null,null,null,null,null,{"$f":"IF(F27=1,AF18,IF(F27=2,N37,IF(AND(F27=3,AB27=1),AC27,IF(AND(F27=3,AE12=1),AF12,\"ERROR: Check Message Below\"))))","v":"DE Amber – 595 nm"},null,null,"<--- Spec logic"]
[null,null,null,null,null,{"$f":"IF(ISERROR(F39),\"ERROR: Check Message Below\",IF(F39=FALSE,\"ERROR: check message below\",F39))","v":"DE Amber – 595 nm"},null,null,"<--- Spec logic with additional error handling"]
[]
[]
[null,null,null,null,null,"ERROR MESSAGE OPTIONS"]
[null,null,null,null,null,1,{"$f":"IF(AND(F27=1,AE16=0),\"Error: PC Amber technology is specificed, but chromaticity is outside of PC Amber bin.\",IF(AND(AE16=1,F27<>1),\"Note: PC Amber is inside the PC Amber bin but PC Amber is not indicated. Please verify this is correct.\",IF(AND(F27=1,'Results Numerical'!EQ3<40),\"SPD appears to be too narrow to be a PC Amber LED. Please check.\",\"\")))","v":"Note: PC Amber is inside the PC Amber bin but PC Amber is not indicated. Please verify this is correct."},{"$f":"IF(G44=\"\",\"None\",G44)","v":"Note: PC Amber is inside the PC Amber bin but PC Amber is not indicated. Please verify this is correct."},null,null,null,null," "]
[null,null,null,null,null,2,{"$f":"IF(ISERROR(N37),\"Error: Peak wavelength of SPD is below 580 nm. SPD is either not a direct emission narrowband SPD or is not nominally amber, orange, or red.\",IF('Results Numerical'!EQ3>40,\"NOTE: SPD does not appear to be narrowband. Please check.\",\"\"))","v":"NOTE: SPD does not appear to be narrowband. Please check."},{"$f":"IF(G45=\"\",\"None\",G45)","v":"NOTE: SPD does not appear to be narrowband. Please check."}]
[null,null,null,null,null,3,{"$f":"IF(AND(AB27=0,AE12=0),\"NOTE: SPD's chromaticity is not within an ANSI C78.377 quadrangle or one of the Expanded quadrangles (i.e., 2000 K or 1800 K)\",\"\")","v":""},"None"]
[]
[null,null,null,null,null,"ERROR MESSAGE FINAL"]
[null,null,null,null,null,{"$f":"IF(F27=1,H44,IF(F27=2,H45,H46))","v":"NOTE: SPD does not appear to be narrowband. Please check."}]
[]
[null,null,null,null,null,"ERROR MESSAGE TEXTBOX"]
[null,null,null,null,null,{"$f":"IF(F27=1,G44,IF(F27=2,G45,G46))","v":"NOTE: SPD does not appear to be narrowband. Please check."}]
[]
[]
[null,null,null,null,null,null,null,null,null,null,null,null,null,null,null,null,null,"Manf 1","Manf 2","Manf 3",null,"Manf 1","Manf 1","Manf 1"]
[null,null,null,null,null,null,null,null,null,null,null,"WL",{"$f":"IF($F$27=1,R56,IF($F$27=2,V56,Z56))","v":"DE Amber"},{"$f":"IF($F$27=1,S56,IF($F$27=2,W56,AA56))","v":"DE Red"},"DE Far Red",null,null,"PC Amber","PC Amber","PC Amber",null,"DE Amber","DE Red","DE Far Red",null,"High Pressure Sodium","PC White LED","RGB LED",null,380]
[null,null,null,null,null,null,null,null,null,null,null,380,{"$f":"IF($F$27=1,R57,IF($F$27=2,V57,Z57))","v":0},{"$f":"IF($F$27=1,S57,IF($F$27=2,W57,AA57))","v":0},{"$f":"IF($F$27=1,T57,IF($F$27=2,X57,AB57))","v":0},null,null,0,0,0,null,0,0,0,null,6.8259385658855391E-3,2.7399999999999998E-3,0,null,385]
[null,null,null,null,null,null,null,null,null,null,null,381,0,0,0,null,null,0,0,0,null,0,0,0,null,7.3310580197604837E-3,2.7334E-3,0,null,390]
[null,null,null,null,null,null,null,null,null,null,null,382,0,0,0,null,null,0,0,0,null,0,0,0,null,7.7952218422402174E-3,2.7268000000000001E-3,0,null,395]
[null,null,null,null,null,null,null,null,null,null,null,383,0,0,0,null,null,0,0,0,null,0,0,0,null,8.1774744019293237E-3,2.7201999999999999E-3,0,null,400]
[null,null,null,null,null,null,null,null,null,null,null,384,0,0,0,null,null,0,0,0,null,0,0,0,null,8.4368600674326784E-3,2.7136E-3,0,null,405]
[null,null,null,null,null,null,null,null,null,null,null,385,0,0,0,null,null,0,0,0,null,0,0,0,null,8.5324232073548667E-3,2.7070000000000002E-3,0,null,410]
[null,null,null,null,null,null,null,null,null,null,null,386,0,0,0,null,null,0,0,0,null,0,0,0,null,8.5324232073492046E-3,2.7006E-3,3.9999999999999998E-7,null,415]
[null,null,null,null,null,null,null,null,null,null,null,387,0,0,0,null,null,0,0,0,null,0,0,0,null,8.5324232073492046E-3,2.6941999999999999E-3,7.9999999999999996E-7,null,420]
[null,null,null,null,null,null,null,null,null,null,null,388,0,0,0,null,null,0,0,0,null,0,0,0,null,8.5324232073492046E-3,2.6878000000000002E-3,1.1999999999999999E-6,null,425]
[null,null,null,null,null,null,null,null,null,null,null,389,0,0,0,null,null,0,0,0,null,0,0,0,null,8.5324232073492046E-3,2.6814E-3,1.5999999999999999E-6,null,430]
[null,null,null,null,null,null,null,null,null,null,null,390,0,0,0,null,null,2.432684340745061E-5,0,0,null,0,0,0,null,8.5324232073492046E-3,2.6749999999999999E-3,1.9999999999999999E-6,null,435]
[null,null,null,null,null,null,null,null,null,null,null,391,0,0,0,null,null,1.2623059738941036E-4,0,0,null,0,0,0,null,8.65529010148227E-3,2.6681999999999999E-3,3.5999999999999998E-6,null,440]
[null,null,null,null,null,null,null,null,null,null,null,392,0,0,0,null,null,2.2813435137137013E-4,0,0,null,0,0,0,null,8.9692832755129872E-3,2.6614E-3,5.2000000000000002E-6,null,445]
[null,null,null,null,null,null,null,null,null,null,null,393,0,0,0,null,null,3.3003810535332996E-4,0,0,null,0,0,0,null,9.3924914665978361E-3,2.6546E-3,6.8000000000000001E-6,null,450]
[null,null,null,null,null,null,null,null,null,null,null,394,0,0,0,null,null,4.3194185933528964E-4,0,0,null,0,0,0,null,9.8430034119462179E-3,2.6478000000000001E-3,8.3999999999999992E-6,null,455]
[null,null,null,null,null,null,null,null,null,null,null,395,0,0,0,null,null,5.3384561331724944E-4,0,0,null,0,0,0,null,1.0238907848767652E-2,2.6410000000000001E-3,1.0000000000000001E-5,null,460]
[null,null,null,null,null,null,null,null,null,null,null,396,0,0,0,null,null,6.3574936729920918E-4,2.7161586915218914E-4,0,null,0,0,0,null,1.0562002274300571E-2,2.6326000000000001E-3,1.6799999999999998E-5,null,465]
[null,null,null,null,null,null,null,null,null,null,null,397,0,0,0,null,null,7.3765312128116903E-4,9.1948218718998509E-4,0,null,0,0,0,null,1.0866894196909607E-2,2.6242000000000001E-3,2.3600000000000001E-5,null,470]
[null,null,null,null,null,null,null,null,null,null,null,398,0,0,0,null,null,8.3955687526312867E-4,1.6931270193302835E-3,0,null,0,0,0,null,1.118088737093988E-2,2.6158000000000002E-3,3.04E-5,null,475]
[null,null,"Technology Examples",null,null,null,null,null,null,null,null,399,0,0,0,null,null,9.4146062924508841E-4,2.3420784309073602E-3,0,null,0,0,0,null,1.1531285550654805E-2,2.6074000000000002E-3,3.7200000000000003E-5,null,480]
[null,null,null,null,null,null,null,null,null,null,null,400,0,0,0,null,null,1.0433643832270482E-3,2.6158644872568276E-3,5.0000000000000001E-4,null,0,0,0,null,1.1945392490317973E-2,2.5990000000000002E-3,4.3999999999999999E-5,null,485]
[null,null,1,"Phosphor-converted (PC) Amber LEDs sometimes have blue hump (near 450 nm) and always have a large hump near 590 nm. ",null,null,null,null,null,null,null,401,0,0,0,null,null,1.1452681372090079E-3,2.6178772045725397E-3,1.4E-3,null,0,0,0,null,1.2591581341140325E-2,2.5975999999999998E-3,6.9200000000000002E-5,null,490]
[null,null,2,"Direct Emission LEDs have narrow SPDs and a very saturated visual appearance",null,null,null,null,null,null,null,402,0,0,0,null,null,1.2471718911909679E-3,2.6189193368429333E-3,1E-3,null,0,0,0,null,1.3474402728995446E-2,2.5961999999999999E-3,9.4400000000000004E-5,null,495]
[null,null,3,"Other technologies include High Pressure Sodium, phosphor-converted white LEDs, RGB color-mixed LEDs, among others.",null,null,null,null,null,null,null,403,0,0,0,null,null,1.3490756451729276E-3,2.6196350567951844E-3,8.0000000000000004E-4,null,0,0,0,null,1.4375426619693512E-2,2.5948E-3,1.1959999999999999E-4,null,500]
[null,null,null,null,null,null,null,null,null,null,null,404,0,0,0,null,null,1.4509793991548873E-3,2.6206685370299188E-3,5.0000000000000001E-4,null,0,0,0,null,1.5076222979125078E-2,2.5934E-3,1.448E-4,null,505]
[null,null,"Chosen",{"$f":"IF(F27=1,D78,IF(F27=2,D79,D80))","v":"Direct Emission LEDs have narrow SPDs and a very saturated visual appearance"},null,null,null,null,null,null,null,405,0,0,0,null,null,1.5528831531368471E-3,2.6226639501477612E-3,1.8E-3,null,0,0,0,null,1.5358361773183301E-2,2.5920000000000001E-3,1.7000000000000001E-4,null,510]
[null,null,null,null,null,null,null,null,null,null,null,406,0,0,0,null,null,1.6547869071188068E-3,2.6907359394318041E-3,1.6000000000000001E-3,null,0,0,0,null,1.5358361773228569E-2,2.8868000000000001E-3,2.5319999999999997E-4,null,515]
[null,null,null,null,null,null,null,null,null,null,null,407,0,0,0,null,null,1.7566906611007668E-3,2.8491697021599161E-3,1.1000000000000001E-3,null,0,0,0,null,1.5358361773228569E-2,3.1816000000000001E-3,3.3639999999999999E-4,null,520]
[null,null,null,null,null,null,null,null,null,null,null,408,0,0,0,null,null,1.8585944150827263E-3,3.0373652422193121E-3,1.9E-3,null,0,0,0,null,1.5358361773228569E-2,3.4764000000000001E-3,4.1960000000000001E-4,null,525]
[null,null,null,null,null,null,null,null,null,null,null,409,0,0,0,null,null,1.9604981690646861E-3,3.1947225634434456E-3,1.9E-3,null,0,0,0,null,1.5358361773228569E-2,3.7712000000000002E-3,5.0279999999999997E-4,null,530]
[null,null,null,null,null,null,null,null,null,null,null,410,0,0,0,null,null,2.0624019230479564E-3,3.2606416696663839E-3,2E-3,null,0,0,0,null,1.5358361773228569E-2,4.0660000000000002E-3,5.8600000000000004E-4,null,535]
[null,null,null,null,null,null,null,null,null,null,null,411,0,0,0,null,null,2.2132194789412909E-3,3.1809076515826305E-3,2.5999999999999999E-3,null,0,0,0,null,1.5481228667458335E-2,4.8275999999999996E-3,8.2560000000000001E-4,null,540]
[null,null,null,null,null,null,null,null,null,null,null,412,0,0,0,null,null,2.3518085843567899E-3,2.9907726855471391E-3,2.8999999999999998E-3,null,0,0,0,null,1.5795221841488755E-2,5.5891999999999999E-3,1.0652000000000001E-3,null,545]
[null,null,null,null,null,null,null,null,null,null,null,413,0,0,0,null,null,2.4659407888166303E-3,2.7638374035045513E-3,4.1000000000000003E-3,null,0,0,0,null,1.621843003257319E-2,6.3508000000000002E-3,1.3048000000000001E-3,null,550]
[null,null,null,null,null,null,null,null,null,null,null,414,0,0,0,null,null,2.5433876418429627E-3,2.5737024374689484E-3,4.8999999999999998E-3,null,0,0,0,null,1.6668941977921157E-2,7.1123999999999996E-3,1.5444E-3,null,555]
[null,null,null,null,null,null,null,null,null,null,null,415,0,0,0,null,null,2.5719206929579502E-3,2.4939684194541312E-3,5.7000000000000002E-3,null,0,0,0,null,1.7064846414742239E-2,7.8740000000000008E-3,1.784E-3,null,560]
[null,null,null,null,null,null,null,null,null,null,null,416,0,0,0,null,null,2.519840056041377E-3,2.5063020459206498E-3,6.3E-3,null,0,0,0,null,1.7387940840119652E-2,9.8320000000000005E-3,2.385E-3,null,565]
[null,null,null,null,null,null,null,null,null,null,null,417,0,0,0,null,null,2.3956477678790692E-3,2.5361297365578128E-3,8.0999999999999996E-3,null,0,0,0,null,1.7692832762728806E-2,1.179E-2,2.9859999999999999E-3,null,570]
[null,null,null,null,null,null,null,null,null,null,null,418,0,0,0,null,null,2.2474182626531572E-3,2.5726917083111239E-3,8.3999999999999995E-3,null,0,0,0,null,1.8006825936759049E-2,1.3748E-2,3.5869999999999999E-3,null,575]
[null,null,null,null,null,null,null,null,null,null,null,419,0,0,0,null,null,2.1232259744908494E-3,2.6052281781099667E-3,9.9000000000000008E-3,null,0,0,0,null,1.8357224116474065E-2,1.5706000000000001E-2,4.1879999999999999E-3,null,580]
[null,null,null,null,null,null,null,null,null,null,null,420,0,0,0,null,null,2.0711453375195214E-3,2.6229793628835983E-3,1.1299999999999999E-2,null,0,0,0,null,1.8771331056137201E-2,1.7663999999999999E-2,4.7889999999999999E-3,null,585]
[null,null,null,null,null,null,null,null,null,null,null,421,0,0,0,null,null,2.0766063335085137E-3,2.6293400710748747E-3,1.2800000000000001E-2,null,0,0,0,null,1.9344709895728261E-2,2.1981000000000001E-2,6.1002000000000001E-3,null,590]
[null,null,null,null,null,null,null,null,null,null,null,422,0,0,0,null,null,2.0921170221629912E-3,2.6347146351844556E-3,1.4500000000000001E-2,null,0,0,0,null,2.0081911260843591E-2,2.6298999999999999E-2,7.4114000000000003E-3,null,595]
[null,null,null,null,null,null,null,null,null,null,null,423,0,0,0,null,null,2.1163689542134331E-3,2.6388575582119208E-3,1.5900000000000001E-2,null,0,0,0,null,2.0873720134485869E-2,3.0616000000000001E-2,8.7226000000000005E-3,null,600]
[null,null,null,null,null,null,null,null,null,null,null,424,0,0,0,null,null,2.1480536804449955E-3,2.6415233431598441E-3,1.7899999999999999E-2,null,0,0,0,null,2.1610921499601077E-2,3.4934E-2,1.0034E-2,null,605]
[null,null,null,null,null,null,null,null,null,null,null,425,0,0,0,null,null,2.185862751642848E-3,2.6424664930308011E-3,2.01E-2,null,0,0,0,null,2.218430033913521E-2,3.9251000000000001E-2,1.1344999999999999E-2,null,610]
[null,null,null,null,null,null,null,null,null,null,null,426,0,0,0,null,null,2.2705631222489303E-3,2.573601640058501E-3,2.0400000000000001E-2,null,0,0,0,null,2.2598407278749E-2,4.7878999999999998E-2,1.3826E-2,null,615]
[null,null,null,null,null,null,null,null,null,null,null,427,0,0,0,null,null,2.4254749023209085E-3,2.4093854522757542E-3,2.1600000000000001E-2,null,0,0,0,null,2.294880545846428E-2,5.6508000000000003E-2,1.6308E-2,null,620]
[null,null,null,null,null,null,null,null,null,null,null,428,0,0,0,null,null,2.6231193759542241E-3,2.2133854862124618E-3,2.2599999999999999E-2,null,0,0,0,null,2.3262798632494881E-2,6.5135999999999999E-2,1.8789E-2,null,625]
[null,null,null,null,null,null,null,null,null,null,null,429,0,0,0,null,null,2.836017827264628E-3,2.0491692984296039E-3,2.4500000000000001E-2,null,0,0,0,null,2.3567690555104333E-2,7.3764999999999997E-2,2.1271000000000002E-2,null,630]
[null,null,null,null,null,null,null,null,null,null,null,430,0,0,0,null,null,3.0366915403679273E-3,1.9803044454883281E-3,2.46E-2,null,0,0,0,null,2.3890784980556079E-2,8.2392999999999994E-2,2.3751999999999999E-2,null,635]
[null,null,null,null,null,null,null,null,null,null,null,431,0,0,0,null,null,3.2091927175833352E-3,2.1331547840582553E-3,2.4899999999999999E-2,null,0,0,0,null,2.4193076545633414E-2,9.4811000000000006E-2,2.7893000000000001E-2,null,640]
[null,null,null,null,null,null,null,null,null,null,null,432,0,0,0,null,null,3.3724398353995938E-3,2.5148014075088146E-3,2.5399999999999999E-2,null,0,0,0,null,2.4456362747459971E-2,0.10723000000000001,3.2034E-2,null,645]
[null,null,null,null,null,null,null,null,null,null,null,433,0,0,0,null,null,3.5512535893976473E-3,3.0098877271726712E-3,2.5100000000000001E-2,null,0,0,0,null,2.4739151630903421E-2,0.11965000000000001,3.6176E-2,null,650]
[null,null,null,null,null,null,null,null,null,null,null,434,0,0,0,null,null,3.7704546751203072E-3,3.5030571544328853E-3,2.5899999999999999E-2,null,0,0,0,null,2.5099951240814152E-2,0.13206999999999999,4.0316999999999999E-2]
[null,null,null,null,null,null,null,null,null,null,null,435,0,0,0,null,null,4.0548637881101055E-3,3.8789531006734068E-3,2.5499999999999998E-2,null,0,0,0,null,2.5597269622042309E-2,0.14449000000000001,4.4457999999999998E-2,null,660]
[null,null,null,null,null,null,null,null,null,null,null,436,0,0,0,null,null,4.6831942864774909E-3,4.1127138424760035E-3,2.53E-2,null,0,0,0,null,2.7036567524949838E-2,0.16095000000000001,5.1404999999999999E-2]
[null,null,null,null,null,null,null,null,null,null,null,437,0,0,0,null,null,5.7111062596898587E-3,4.2897200801692587E-3,2.52E-2,null,0,0,0,null,2.9622623107336397E-2,0.17741999999999999,5.8352000000000001E-2]
[null,null,null,null,null,null,null,null,null,null,null,438,0,0,0,null,null,6.8288404988543572E-3,4.4599788613199701E-3,2.5600000000000001E-2,null,0,0,0,null,3.2512920522939276E-2,0.19389000000000001,6.5297999999999995E-2]
[null,null,null,null,null,null,null,null,null,null,null,439,0,0,0,null,null,7.7266377953441297E-3,4.6734972333919217E-3,2.5100000000000001E-2,null,0,0,0,null,3.4864943925920509E-2,0.21035999999999999,7.2245000000000004E-2]
[null,null,null,null,null,null,null,null,null,null,null,440,0,0,0,null,null,8.0947389405354297E-3,4.9802822438491205E-3,2.3900000000000001E-2,null,0,0,0,null,3.5836177470434535E-2,0.22683,7.9191999999999999E-2]
[null,null,null,null,null,null,null,null,null,null,null,441,0,0,0,null,null,7.9267456495457009E-3,5.6747115572109031E-3,2.35E-2,null,0,0,0,null,3.423890784691444E-2,0.25320999999999999,9.3544000000000002E-2]
[null,null,null,null,null,null,null,null,null,null,null,442,0,0,0,null,null,7.5154779215364743E-3,6.8509037742675348E-3,2.1600000000000001E-2,null,0,0,0,null,3.0430034127159802E-2,0.27960000000000002,0.1079]
[null,null,null,null,null,null,null,null,null,null,null,443,0,0,0,null,null,7.000003974726705E-3,8.2584773474570546E-3,1.8499999999999999E-2,null,0,0,0,null,2.5883959042287935E-2,0.30597999999999997,0.12225]
[null,null,null,null,null,null,null,null,null,null,null,444,{"$f":"IF($F$27=1,R121,IF($F$27=2,V121,Z121))","v":0},{"$f":"IF($F$27=1,S121,IF($F$27=2,W121,AA121))","v":0},{"$f":"IF($F$27=1,T121,IF($F$27=2,X121,AB121))","v":0},null,null,6.5193920271941546E-3,9.6470507291131508E-3,1.72E-2,null,0,0,0,null,2.207508532253329E-2,0.33237,0.1366]
[null,null,null,null,null,null,null,null,null,null,null,445,0,0,0,null,null,6.2127102970164728E-3,1.0766242371570624E-2,1.5299999999999999E-2,null,0,0,0,null,2.0477815698118955E-2,0.35875000000000001,0.15095]
[null,null,null,null,null,null,null,null,null,null,null,446,0,0,0,null,null,6.0676974230582546E-3,1.1726531592824944E-2,1.2999999999999999E-2,null,0,0,0,null,2.4737201361453687E-2,0.38331999999999999,0.17857000000000001]
[null,null,null,null,null,null,null,null,null,null,null,447,0,0,0,null,null,5.9631816649273681E-3,1.2713409210518736E-2,1.1299999999999999E-2,null,0,0,0,null,3.4894197947455963E-2,0.40789999999999998,0.20619000000000001]
[null,null,null,null,null,null,null,null,null,null,null,448,0,0,0,null,null,5.8748656725311167E-3,1.3589010926073437E-2,8.8999999999999999E-3,null,0,0,0,null,4.7017064840431187E-2,0.43247000000000002,0.23380999999999999]
[null,null,null,null,null,null,null,null,null,null,null,449,0,0,0,null,null,5.7784520956467005E-3,1.4215472440979749E-2,7.6E-3,null,0,0,0,null,5.7174061426433463E-2,0.45704,0.26143]
[null,null,null,null,null,null,null,null,null,null,null,450,0,0,0,null,null,5.6496435840513457E-3,1.4454929456728487E-2,6.1999999999999998E-3,null,0,0,0,null,6.1433447091520675E-2,0.48161999999999999,0.28904999999999997]
[null,null,null,null,null,null,null,null,null,null,null,451,0,0,0,null,null,5.4273430361310672E-3,1.4214621331422522E-2,5.1000000000000004E-3,null,0,0,0,null,5.9464426352977127E-2,0.47903000000000001,0.31620999999999999]
[null,null,null,null,null,null,null,null,null,null,null,452,0,0,0,null,null,5.1186552527517021E-3,1.3612548326046978E-2,4.4999999999999997E-3,null,0,0,0,null,5.4502494087774953E-2,0.47644999999999998,0.34336]
[null,null,null,null,null,null,null,null,null,null,null,453,0,0,0,null,null,4.8015857369502705E-3,1.2826987497039031E-2,3.5999999999999999E-3,null,0,0,0,null,4.7965345230442429E-2,0.47386,0.37052000000000002]
[null,null,null,null,null,null,null,null,null,null,null,454,0,0,0,null,null,4.5541399918475646E-3,1.2036215900724718E-2,3.2000000000000002E-3,null,0,0,0,null,4.1270674713899329E-2,0.47127999999999998,0.39767999999999998]
[null,null,null,null,null,null,null,null,null,null,null,455,0,0,0,null,null,4.4543235205644861E-3,1.1418510593429625E-2,3.5000000000000001E-3,null,0,0,0,null,3.5836177471055962E-2,0.46870000000000001,0.42482999999999999]
[null,null,null,null,null,null,null,null,null,null,null,456,0,0,0,null,null,4.460562758235382E-3,1.0975468203226261E-2,2.5999999999999999E-3,null,0,0,0,null,3.1111577838844797E-2,0.44629000000000002,0.42119000000000001]
[null,null,null,null,null,null,null,null,null,null,null,457,0,0,0,null,null,4.4755519695628826E-3,1.05783451477532E-2,2.5000000000000001E-3,null,0,0,0,null,2.6109740086644885E-2,0.42387000000000002,0.41754000000000002]
[null,null,null,null,null,null,null,null,null,null,null,458,0,0,0,null,null,4.4936984023885686E-3,1.0209908166662082E-2,2.5000000000000001E-3,null,0,0,0,null,2.1593069044816754E-2,0.40145999999999998,0.41388999999999998]
[null,null,null,null,null,null,null,null,null,null,null,459,0,0,0,null,null,4.5094093044867724E-3,9.8529239997895077E-3,2.3E-3,null,0,0,0,null,1.832396954395871E-2,0.37905,0.41023999999999999,null,780]
[null,null,null,null,null,null,null,null,null,null,null,460,0,0,0,null,null,4.517091923631901E-3,9.4901593869718762E-3,2.2000000000000001E-3,null,0,0,0,null,1.7064846414647273E-2,0.35664000000000001,0.40659000000000001]
[null,null,null,null,null,null,null,null,null,null,null,461,0,0,0,null,null,4.5187520474856673E-3,9.1259342992509734E-3,2E-3,null,0,0,0,null,1.9488379648484457E-2,0.34067999999999998,0.37702999999999998]
[null,null,null,null,null,null,null,null,null,null,null,462,0,0,0,null,null,4.5201016146658715E-3,8.7715338857716537E-3,1.9E-3,null,0,0,0,null,2.5427596290192329E-2,0.32472000000000001,0.34745999999999999]
[null,null,null,null,null,null,null,null,null,null,null,463,0,0,0,null,null,4.5211070993635997E-3,8.4201726535541276E-3,1.8E-3,null,0,0,0,null,3.2885421740457943E-2,0.30876999999999999,0.31789000000000001]
[null,null,null,null,null,null,null,null,null,null,null,464,0,0,0,null,null,4.5217349757731102E-3,8.0650651096133667E-3,1.6000000000000001E-3,null,0,0,0,null,3.9864781401730325E-2,0.29281000000000001,0.28832000000000002]
[null,null,null,null,null,null,null,null,null,null,null,465,0,0,0,null,null,4.5219517180886673E-3,7.6994257609642944E-3,1.6000000000000001E-3,null,0,0,0,null,4.436860067643765E-2,0.27684999999999998,0.25874999999999998]
[null,null,null,null,null,null,null,null,null,null,null,466,0,0,0,null,null,4.4633114947292699E-3,7.2797851043972517E-3,1.8E-3,null,0,0,0,null,4.6920201523114213E-2,0.26891999999999999,0.23407]
[null,null,null,null,null,null,null,null,null,null,null,467,0,0,0,null,null,4.3234771158258195E-3,6.8104037954048596E-3,1.6000000000000001E-3,null,0,0,0,null,4.9244271082448283E-2,0.26099,0.20938999999999999]
[null,null,null,null,null,null,null,null,null,null,null,468,0,0,0,null,null,4.1565780184251401E-3,6.3560915791917479E-3,1.5E-3,null,0,0,0,null,5.1145782540085338E-2,0.25307000000000002,0.18471000000000001]
[null,null,null,null,null,null,null,null,null,null,null,469,0,0,0,null,null,4.0167436395217452E-3,5.9816582009376952E-3,1.6000000000000001E-3,null,0,0,0,null,5.2429709079856078E-2,0.24514,0.16002]
[null,null,null,null,null,null,null,null,null,null,null,470,0,0,0,null,null,3.9581034161108144E-3,5.7519134058225934E-3,1.2999999999999999E-3,null,0,0,0,null,5.290102388559477E-2,0.23721,0.13533999999999999]
[null,null,null,null,null,null,null,null,null,null,null,471,0,0,0,null,null,4.0167438493528508E-3,5.6222416235637198E-3,1.1999999999999999E-3,null,0,0,0,null,5.2560777101589053E-2,0.22882,0.12375]
[null,null,null,null,null,null,null,null,null,null,null,472,0,0,0,null,null,4.1565787288447911E-3,5.5094080195289327E-3,1.4E-3,null,0,0,0,null,5.160724599115555E-2,0.22042999999999999,0.11215]
[null,null,null,null,null,null,null,null,null,null,null,473,0,0,0,null,null,4.3234784237218844E-3,5.4202934422482255E-3,1.5E-3,null,0,0,0,null,5.0141244416084418E-2,0.21203,0.10055]
[null,null,null,null,null,null,null,null,null,null,null,474,0,0,0,null,null,4.4633133032137137E-3,5.3617787402743828E-3,1.6999999999999999E-3,null,0,0,0,null,4.8263586238270269E-2,0.20363999999999999,8.8955999999999993E-2]
[null,null,null,null,null,null,null,null,null,null,null,475,0,0,0,null,null,4.521953736549361E-3,5.3407447621602157E-3,1.2999999999999999E-3,null,0,0,0,null,4.6075085319610298E-2,0.19525000000000001,7.7358999999999997E-2]
[null,null,null,null,null,null,null,null,null,null,null,476,0,0,0,null,null,4.4357515651660883E-3,5.3490518610215324E-3,1.6000000000000001E-3,null,0,0,0,null,4.0692045150100845E-2,0.19191,7.2284000000000001E-2]
[null,null,null,null,null,null,null,null,null,null,null,477,0,0,0,null,null,4.2301925410458338E-3,5.3688610967632736E-3,1.8E-3,null,0,0,0,null,3.1196639532754554E-2,0.18856999999999999,6.7208000000000004E-2]
[null,null,null,null,null,null,null,null,null,null,null,478,0,0,0,null,null,3.9848478993537379E-3,5.3925043781324535E-3,1.4E-3,null,0,0,0,null,2.063848778791684E-2,0.18523999999999999,6.2133000000000001E-2]
[null,null,null,null,null,null,null,null,null,null,null,479,0,0,0,null,null,3.7792888752334833E-3,5.4123136138741939E-3,1.5E-3,null,0,0,0,null,1.2067209237943027E-2,0.18190000000000001,5.7056999999999997E-2]
[null,null,null,null,null,null,null,null,null,null,null,480,0,0,0,null,null,3.693086703827753E-3,5.4206207127336318E-3,1.9E-3,null,0,0,0,null,8.5324232051998128E-3,0.17856,5.1982E-2]
[null,null,null,null,null,null,null,null,null,null,null,481,0,0,0,null,null,3.7009081643594177E-3,5.33236682908196E-3,1.9E-3,null,0,0,0,null,8.5324232073492046E-3,0.17990999999999999,4.9957000000000001E-2]
[null,null,null,null,null,null,null,null,null,null,null,482,0,0,0,null,null,3.7195593401020757E-3,5.1219134913779137E-3,1.9E-3,null,0,0,0,null,8.5324232073492046E-3,0.18124999999999999,4.7932000000000002E-2]
[null,null,null,null,null,null,null,null,null,null,null,483,0,0,0,null,null,3.7418204223037045E-3,4.8707231699360492E-3,2.2000000000000001E-3,null,0,0,0,null,8.5324232073492046E-3,0.18260000000000001,4.5906000000000002E-2]
[null,null,null,null,null,null,null,null,null,null,null,484,0,0,0,null,null,3.7604716022073752E-3,4.660258334990711E-3,2.5999999999999999E-3,null,0,0,0,null,8.5324232073492046E-3,0.18395,4.3881000000000003E-2]
[null,null,null,null,null,null,null,null,null,null,null,485,0,0,0,null,null,3.7682930710562566E-3,4.571981456776464E-3,2.8E-3,null,0,0,0,null,8.5324232073492046E-3,0.18529999999999999,4.1855999999999997E-2]
[null,null,null,null,null,null,null,null,null,null,null,486,0,0,0,null,null,3.7682930804316633E-3,4.571955587268018E-3,2.8E-3,null,0,0,0,null,8.9398792325679471E-3,0.19213,4.2212E-2]
[null,null,null,null,null,null,null,null,null,null,null,487,0,0,0,null,null,3.7682930877134375E-3,4.5719354655859362E-3,3.0000000000000001E-3,null,0,0,0,null,1.002782882552861E-2,0.19896,4.2569000000000003E-2]
[null,null,null,null,null,null,null,null,null,null,null,488,0,0,0,null,null,3.7682930929147061E-3,4.5719210922326326E-3,3.5000000000000001E-3,null,0,0,0,null,1.1594644262495285E-2,0.20580000000000001,4.2924999999999998E-2]
[null,null,null,null,null,null,null,null,null,null,null,489,0,0,0,null,null,3.7682930960354676E-3,4.5719124677922659E-3,3.7000000000000002E-3,null,0,0,0,null,1.3438697819675695E-2,0.21263000000000001,4.3282000000000001E-2]
[null,null,null,null,null,null,null,null,null,null,null,490,0,0,0,null,null,3.7682930970757218E-3,4.5719095928489972E-3,4.5999999999999999E-3,null,0,0,0,null,1.5358361773278031E-2,0.21945999999999999,4.3638000000000003E-2]
[null,null,null,null,null,null,null,null,null,null,null,491,0,0,0,null,null,3.7682927446128409E-3,4.6377629435288021E-3,4.7000000000000002E-3,null,0,0,0,null,1.726288455359988E-2,0.22878999999999999,4.6089999999999999E-2]
[null,null,null,null,null,null,null,null,null,null,null,492,0,0,0,null,null,3.7682916872315117E-3,4.7949937540805437E-3,5.4999999999999997E-3,null,0,0,0,null,1.9417952693434864E-2,0.23810999999999999,4.8542000000000002E-2]
[null,null,null,null,null,null,null,null,null,null,null,493,0,0,0,null,null,3.7682899249427025E-3,4.9831081624241028E-3,6.3E-3,null,0,0,0,null,2.2156595620201464E-2,0.24743999999999999,5.0992999999999997E-2]
[null,null,null,null,null,null,null,null,null,null,null,494,0,0,0,null,null,3.7682874577573836E-3,5.141612306452068E-3,7.4000000000000003E-3,null,0,0,0,null,2.5811842761774766E-2,0.25677,5.3444999999999999E-2]
[null,null,null,null,null,null,null,null,null,null,null,495,0,0,0,null,null,3.7682842856865228E-3,5.2100123240568039E-3,8.6999999999999994E-3,null,0,0,0,null,3.0716723546031739E-2,0.26608999999999999,5.5897000000000002E-2]
[null,null,null,null,null,null,null,null,null,null,null,496,0,0,0,null,null,3.6976163269936712E-3,5.2123901992445158E-3,9.7000000000000003E-3,null,0,0,0,null,5.2251690950083647E-2,0.28144000000000002,6.0322000000000001E-2]
[null,null,null,null,null,null,null,null,null,null,null,497,0,0,0,null,null,3.5291055223718058E-3,5.2136483029694989E-3,1.11E-2,null,0,0,0,null,9.5446974842875426E-2,0.29679,6.4746999999999999E-2]
[null,null,null,null,null,null,null,null,null,null,null,498,0,0,0,null,null,3.3279809057233825E-3,5.2145233533935961E-3,1.24E-2,null,0,0,0,null,0.14511026990475104,0.31213999999999997,6.9171999999999997E-2]
[null,null,null,null,null,null,null,null,null,null,null,499,0,0,0,null,null,3.1594715109054873E-3,5.2157520687064161E-3,1.38E-2,null,0,0,0,null,0.18604927083158473,0.32749,7.3596999999999996E-2]
[null,null,null,null,null,null,null,null,null,null,null,500,0,0,0,null,null,3.0888063717763184E-3,5.2180711670975601E-3,1.49E-2,null,0,0,0,null,0.20307167231925086,0.34283000000000002,7.8021999999999994E-2]
[null,null,null,null,null,null,null,null,null,null,null,501,0,0,0,null,null,3.1761394294818938E-3,5.2317594676026683E-3,1.83E-2,null,0,0,0,null,0.18376401756052133,0.35637000000000002,8.5058999999999996E-2]
[null,null,null,null,null,null,null,null,null,null,null,502,0,0,0,null,null,3.3951521410829199E-3,5.2642230556899936E-3,1.9800000000000002E-2,null,0,0,0,null,0.13764017553675995,0.36990000000000001,9.2095999999999997E-2]
[null,null,null,null,null,null,null,null,null,null,null,503,0,0,0,null,null,3.6813648145534376E-3,5.3118895492179187E-3,2.29E-2,null,0,0,0,null,8.2398829857170133E-2,0.38342999999999999,9.9132999999999999E-2]
[null,null,null,null,null,null,null,null,null,null,null,504,0,0,0,null,null,3.9702977578219062E-3,5.3711865660412451E-3,2.58E-2,null,0,0,0,null,3.5738664088850194E-2,0.39695999999999998,0.10617]
[null,null,null,null,null,null,null,null,null,null,null,505,0,0,0,null,null,4.1974712788177835E-3,5.4385417240147352E-3,2.7799999999999998E-2,null,0,0,0,null,1.5358361799262175E-2,0.41049000000000002,0.11321000000000001]
[null,null,null,null,null,null,null,null,null,null,null,506,0,0,0,null,null,4.3526289502252855E-3,5.5308068440187517E-3,3.1E-2,null,0,0,0,null,1.414529497666725E-2,0.42058000000000001,0.12504999999999999]
[null,null,null,null,null,null,null,null,null,null,null,507,0,0,0,null,null,4.4820366295356823E-3,5.6655051130962289E-3,3.4799999999999998E-2,null,0,0,0,null,1.3191613845605849E-2,0.43068000000000001,0.13689000000000001]
[null,null,null,null,null,null,null,null,null,null,null,508,{"$f":"IF($F$27=1,R185,IF($F$27=2,V185,Z185))","v":0},{"$f":"IF($F$27=1,S185,IF($F$27=2,W185,AA185))","v":0},{"$f":"IF($F$27=1,T185,IF($F$27=2,X185,AB185))","v":0},null,null,4.605998051248705E-3,5.8400711983218551E-3,3.7600000000000001E-2,null,0,0,0,null,1.2503169184532916E-2,0.44077,0.14873]
[null,null,null,null,null,null,null,null,null,null,null,509,0,0,0,null,null,4.7448169499805992E-3,6.0519397667746959E-3,4.0599999999999997E-2,null,0,0,0,null,1.2085811797933499E-2,0.45086999999999999,0.16056999999999999]
[null,null,null,null,null,null,null,null,null,null,null,510,0,0,0,null,null,4.918797060347692E-3,6.2985454855337868E-3,4.5400000000000003E-2,null,0,0,0,null,1.1945392490292604E-2,0.46095999999999998,0.17241000000000001]
[null,null,null,null,null,null,null,null,null,null,null,511,0,0,0,null,null,5.1309565771044934E-3,6.6137700885978085E-3,4.7399999999999998E-2,null,0,0,0,null,2.1883959040421046E-2,0.47016000000000002,0.19223000000000001]
[null,null,null,null,null,null,null,null,null,null,null,512,0,0,0,null,null,5.3807211154736894E-3,7.0403837884156903E-3,5.3900000000000003E-2,null,0,0,0,null,4.5583617741153645E-2,0.47936000000000001,0.21204000000000001]
[null,null,null,null,null,null,null,null,null,null,null,513,0,0,0,null,null,5.6830055408292448E-3,7.589153969773106E-3,5.7599999999999998E-2,null,0,0,0,null,7.3870307158167836E-2,0.48855999999999999,0.23186000000000001]
[null,null,null,null,null,null,null,null,null,null,null,514,0,0,0,null,null,6.0527247185348911E-3,8.2708480174500144E-3,6.1699999999999998E-2,null,0,0,0,null,9.7569965858900431E-2,0.49775999999999998,0.25167]
[null,null,null,null,null,null,null,null,null,null,null,515,0,0,0,null,null,6.5047935139545317E-3,9.096233316226476E-3,6.5100000000000005E-2,null,0,0,0,null,0.10750853241083376,0.50695000000000001,0.27149000000000001]
[null,null,null,null,null,null,null,null,null,null,null,516,0,0,0,null,null,7.1817896676795905E-3,1.0458378251118916E-2,6.9400000000000003E-2,null,0,0,0,null,9.7569965856536003E-2,0.51200999999999997,0.29921999999999999]
[null,null,null,null,null,null,null,null,null,null,null,517,0,0,0,null,null,8.1700130305779883E-3,1.2563568070069007E-2,7.2800000000000004E-2,null,0,0,0,null,7.3870307155924658E-2,0.51707000000000003,0.32695000000000002]
[null,null,null,null,null,null,null,null,null,null,null,518,0,0,0,null,null,9.3999616335617951E-3,1.5142395452820276E-2,7.7499999999999999E-2,null,0,0,0,null,4.5583617739001409E-2,0.52212000000000003,0.35466999999999999]
[null,null,null,null,null,null,null,null,null,null,null,519,0,0,0,null,null,1.0802133507518262E-2,1.7925453079013699E-2,8.2900000000000001E-2,null,0,0,0,null,2.1883959038283961E-2,0.52717999999999998,0.38240000000000002]
[null,null,null,null,null,null,null,null,null,null,null,520,0,0,0,null,null,1.2307026683334306E-2,2.0643333628286683E-2,8.9200000000000002E-2,null,0,0,0,null,1.1945392486456733E-2,0.53222999999999998,0.41012999999999999]
[null,null,null,null,null,null,null,null,null,null,null,521,0,0,0,null,null,1.404469603541874E-2,2.3257991481384063E-2,9.2200000000000004E-2,null,0,0,0,null,1.1945392490288887E-2,0.53710999999999998,0.43707000000000001]
[null,null,null,null,null,null,null,null,null,null,null,522,0,0,0,null,null,1.6131981048766637E-2,2.5965209785539338E-2,9.5600000000000004E-2,null,0,0,0,null,1.1945392490288887E-2,0.54198999999999997,0.46401999999999999]
[null,null,null,null,null,null,null,null,null,null,null,523,0,0,0,null,null,1.8479556670280999E-2,2.8846324370054421E-2,0.1002,null,0,0,0,null,1.1945392490288887E-2,0.54686999999999997,0.49096000000000001]
[null,null,null,null,null,null,null,null,null,null,null,524,0,0,0,null,null,2.0998097846839588E-2,3.1982671064244919E-2,0.10390000000000001,null,0,0,0,null,1.1945392490288887E-2,0.55176000000000003,0.51790999999999998]
[null,null,null,null,null,null,null,null,null,null,null,525,0,0,0,null,null,2.3598279525321501E-2,3.5455585697426455E-2,0.1106,null,0,0,0,null,1.1945392490288887E-2,0.55664000000000002,0.54484999999999995]
[null,null,null,null,null,null,null,null,null,null,null,526,0,0,0,null,null,2.6263456692391076E-2,3.9374205695056501E-2,0.115,null,0,0,0,null,1.1945392490288887E-2,0.56069999999999998,0.55637000000000003]
[null,null,null,null,null,null,null,null,null,null,null,527,0,0,0,null,null,2.907933673102173E-2,4.3772624227059929E-2,0.1205,null,0,0,0,null,1.1945392490288887E-2,0.56476999999999999,0.56788000000000005]
[null,null,null,null,null,null,null,null,null,null,null,528,0,0,0,null,null,3.2110123181810245E-2,4.8619610739151713E-2,0.1234,null,0,0,0,null,1.1945392490288887E-2,0.56884000000000001,0.57940000000000003]
[null,null,null,null,null,null,null,null,null,null,null,529,0,0,0,null,null,3.5420019585489813E-2,5.3883934677102577E-2,0.12970000000000001,null,0,0,0,null,1.1945392490288887E-2,0.57291000000000003,0.59091000000000005]
[null,null,null,null,null,null,null,null,null,null,null,530,0,0,0,null,null,3.9073229482792751E-2,5.9534365486682353E-2,0.13489999999999999,null,0,0,0,null,1.1945392490288887E-2,0.57696999999999998,0.60243000000000002]
[null,null,null,null,null,null,null,null,null,null,null,531,0,0,0,null,null,4.3209332640332665E-2,6.5704683124755831E-2,0.13739999999999999,null,0,0,0,null,1.2050056881547545E-2,0.57645000000000002,0.59091000000000005]
[null,null,null,null,null,null,null,null,null,null,null,532,0,0,0,null,null,4.788185565670304E-2,7.2524693408207344E-2,0.14249999999999999,null,0,0,0,null,1.2327645049892959E-2,0.57593000000000005,0.57940000000000003]
[null,null,null,null,null,null,null,null,null,null,null,533,0,0,0,null,null,5.3025922320854769E-2,7.9957204572733476E-2,0.14760000000000001,null,0,0,0,null,1.2723549486713507E-2,0.57540999999999998,0.56788000000000005]
[null,null,null,null,null,null,null,null,null,null,null,534,0,0,0,null,null,5.8576656421691825E-2,8.7965024854049376E-2,0.155,null,0,0,0,null,1.3183162683482593E-2,0.57489000000000001,0.55637000000000003]
[null,null,null,null,null,null,null,null,null,null,null,535,0,0,0,null,null,6.4469181748119747E-2,9.6510962487869723E-2,0.15920000000000001,null,0,0,0,null,1.3651877131672797E-2,0.57435999999999998,0.54484999999999995]
[null,null,null,null,null,null,null,null,null,null,null,536,0,0,0,null,null,7.0792607430493565E-2,0.10582458581889617,0.16220000000000001,null,0,0,0,null,1.4152445959923808E-2,0.57774000000000003,0.51790000000000003]
[null,null,null,null,null,null,null,null,null,null,null,537,0,0,0,null,null,7.7680220892502261E-2,0.11606298213416687,0.1694,null,0,0,0,null,1.474402730230002E-2,0.58111000000000002,0.49096000000000001]
[null,null,null,null,null,null,null,null,null,null,null,538,0,0,0,null,null,8.5133413363366939E-2,0.12708023808348576,0.1729,null,0,0,0,null,1.5426621158887956E-2,0.58448,0.46400999999999998]
[null,null,null,null,null,null,null,null,null,null,null,539,0,0,0,null,null,9.3153576072251706E-2,0.13873044031654977,0.18149999999999999,null,0,0,0,null,1.6200227529687618E-2,0.58784999999999998,0.43707000000000001]
[null,null,null,null,null,null,null,null,null,null,null,540,0,0,0,null,null,0.10174210024832066,0.1508676754830566,0.1862,null,0,0,0,null,1.7064846414699006E-2,0.59123000000000003,0.41011999999999998]
[null,null,null,null,null,null,null,null,null,null,null,541,0,0,0,null,null,0.11111916858475267,0.16363674765724082,0.19209999999999999,null,0,0,0,null,1.7982772629688521E-2,0.59253,0.38239000000000001]
[null,null,null,null,null,null,null,null,null,null,null,542,0,0,0,null,null,0.12141721235494986,0.17722563264381619,0.19769999999999999,null,0,0,0,null,1.8999512431310983E-2,0.59382999999999997,0.35465999999999998]
[null,null,null,null,null,null,null,null,null,null,null,543,0,0,0,null,null,0.13250599565924776,0.19155317468799332,0.20269999999999999,null,0,0,0,null,2.0239882982139152E-2,0.59513000000000005,0.32693]
[null,null,null,null,null,null,null,null,null,null,null,544,9.2023462027921506E-5,0,0,null,null,0.14425528259783243,0.20653821803501968,0.20910000000000001,null,9.2023462027921506E-5,0,0,null,2.182870144452044E-2,0.59643000000000002,0.29919000000000001]
[null,null,null,null,null,null,null,null,null,null,null,545,1.9208071651011853E-4,0,0,null,null,0.15653483727088727,0.22209960693014372,0.2152,null,1.9208071651011853E-4,0,0,null,2.3890784980802965E-2,0.59772999999999998,0.27145999999999998]
[null,null,null,null,null,null,null,null,null,null,null,546,2.9213797099231583E-4,0,0,null,null,0.16939167342231273,0.23855436415637132,0.223,null,2.9213797099231583E-4,0,0,null,2.8824183321446074E-2,0.60116000000000003,0.25162000000000001]
[null,null,null,null,null,null,null,null,null,null,null,547,3.9219522687365579E-4,0,0,null,null,0.18301372200466878,0.25603501860426647,0.23050000000000001,null,3.9219522687365579E-4,0,0,null,3.7520819108031234E-2,0.60458999999999996,0.23179]
[null,null,null,null,null,null,null,null,null,null,null,548,4.9225248205542486E-4,0,0,null,null,0.19748212293092443,0.2741836736845551,0.23960000000000001,null,4.9225248205542486E-4,0,0,null,4.784631886324657E-2,0.60801000000000005,0.21196000000000001]
[null,null,null,null,null,null,null,null,null,null,null,549,5.9230973723719182E-4,0,0,null,null,0.21287801611408383,0.29264243280720975,0.2467,null,5.9230973723719182E-4,0,0,null,5.7666309110962918E-2,0.61143999999999998,0.19212000000000001]
[null,null,null,null,null,null,null,null,null,null,null,550,6.9236699209348173E-4,0,0,null,null,0.22928254146715243,0.31105339938220028,0.25380000000000003,null,6.9236699209348173E-4,0,0,null,6.4846416375043514E-2,0.61487000000000003,0.17229]
[null,null,null,null,null,null,null,null,null,null,null,551,1.6929395463847136E-3,0,0,null,null,0.24722144834221338,0.3292879178995497,0.26690000000000003,null,1.6929395463847136E-3,0,0,null,6.9443068415017337E-2,0.61856,0.16039]
[null,null,null,null,null,null,null,null,null,null,null,552,2.6935120960542942E-3,0,0,null,null,0.26682791839768039,0.3475898429831763,0.2742,null,2.6935120960542942E-3,0,0,null,7.3208776199466752E-2,0.62226000000000004,0.14849000000000001]
[null,null,null,null,null,null,null,null,null,null,null,553,3.6940846478719621E-3,0,0,null,null,0.28759424000085015,0.36616004323751455,0.28320000000000001,null,3.6940846478719621E-3,0,0,null,7.6553291069933027E-2,0.62595000000000001,0.13658999999999999]
[null,null,null,null,null,null,null,null,null,null,null,554,4.694657199689656E-3,0,0,null,null,0.30901270151996635,0.38519938726816338,0.29060000000000002,null,4.694657199689656E-3,0,0,null,7.9886364367184451E-2,0.62963999999999998,0.12469]
[null,null,null,null,null,null,null,null,null,null,null,555,5.695229751507375E-3,0,0,null,null,0.33057559132326469,0.40490874368072255,0.30270000000000002,null,5.695229751507375E-3,0,0,null,8.3617747431987424E-2,0.63334000000000001,0.11279]
[null,null,null,null,null,null,null,null,null,null,null,556,6.6958023117249287E-3,0,0,null,null,0.35238653940046505,0.42553861368444051,0.31290000000000001,null,6.6958023117249287E-3,0,0,null,8.7456329009427014E-2,0.63756999999999997,0.10557999999999999]
[null,null,null,null,null,null,null,null,null,null,null,557,6.4584886582516989E-3,0,0,null,null,0.37481462101888496,0.44699630542500118,0.32279999999999998,null,6.4584886582516989E-3,0,0,null,9.1140318104736773E-2,0.64180999999999999,9.8373000000000002E-2]
[null,null,null,null,null,null,null,null,null,null,null,558,7.4501985454277228E-3,0,0,null,null,0.39775029246731519,0.46896789791802895,0.33200000000000002,null,7.4501985454277228E-3,0,0,null,9.5123446444866991E-2,0.64603999999999995,9.1165999999999997E-2]
[null,null,null,null,null,null,null,null,null,null,null,559,7.7302947740513061E-3,0,0,null,null,0.42108401003379242,0.49113947017817772,0.3422,null,7.7302947740513061E-3,0,0,null,9.9859445757516305E-2,0.65027000000000001,8.3960000000000007E-2]
[null,null,null,null,null,null,null,null,null,null,null,560,9.3962784393203241E-3,0,0,null,null,0.44470623000635373,0.51319710122010043,0.35749999999999998,null,9.3962784393203241E-3,0,0,null,0.10580204777036634,0.65451000000000004,7.6753000000000002E-2]
[null,null,null,null,null,null,null,null,null,null,null,561,1.0502713561317321E-2,0,0,null,null,0.46883482249295788,0.53523483381907189,0.37430000000000002,null,1.0502713561317321E-2,0,0,null,0.1131984757718368,0.65837000000000001,7.1916999999999995E-2]
[null,null,null,null,null,null,null,null,null,null,null,562,1.2712359301786918E-2,0,0,null,null,0.49355772212590621,0.55746300954610317,0.3876,null,1.2712359301786918E-2,0,0,null,0.12268513047302236,0.66222000000000003,6.7080000000000001E-2]
[null,null,null,null,null,null,null,null,null,null,null,563,1.4486997344874195E-2,0,0,null,null,0.51857048198239464,0.57974215560424325,0.40060000000000001,null,1.4486997344874195E-2,0,0,null,0.13529950973972737,0.66608000000000001,6.2244000000000001E-2]
[null,null,null,null,null,null,null,null,null,null,null,564,1.6789166736872911E-2,0,0,null,null,0.54356865513914154,0.60193279919748433,0.41439999999999999,null,1.6789166736872911E-2,0,0,null,0.1520791114369851,0.66993999999999998,5.7407E-2]
[null,null,null,null,null,null,null,null,null,null,null,565,1.9647840059569235E-2,0,0,null,null,0.56824779467285946,0.62389546752982028,0.4259,null,1.9647840059569235E-2,0,0,null,0.1740614334298364,0.67379,5.2571E-2]
[null,null,null,null,null,null,null,null,null,null,null,566,2.2618682469166391E-2,0,0,null,null,0.59269639492784987,0.64586682596881084,0.43830000000000002,null,2.2618682469166391E-2,0,0,null,0.26455557202178237,0.68071000000000004,4.9278000000000002E-2]
[null,null,null,null,null,null,null,null,null,null,null,567,2.5542003570802652E-2,0,0,null,null,0.61711876780386288,0.66794188323823478,0.45140000000000002,null,2.5542003570802652E-2,0,0,null,0.44429737345851433,0.68764000000000003,4.5984999999999998E-2]
[null,null,null,null,null,null,null,null,null,null,null,568,2.9318614075049151E-2,0,0,null,null,0.64138419270761027,0.68976868157618598,0.46829999999999999,null,2.9318614075049151E-2,0,0,null,0.65046446054395435,0.69455999999999996,4.2691E-2]
[null,null,null,null,null,null,null,null,null,null,null,569,3.4014256534220473E-2,0,0,null,null,0.66536194904638357,0.71099526322080475,0.48520000000000002,null,3.4014256534220473E-2,0,0,null,0.82023445607555234,0.70147999999999999,3.9398000000000002E-2]
[null,null,null,null,null,null,null,null,null,null,null,570,3.917562288777874E-2,0,0,null,null,0.68892131622747088,0.73126967041022839,0.50739999999999996,null,3.917562288777874E-2,0,0,null,0.89078498285366869,0.70840000000000003,3.6104999999999998E-2]
[null,null,null,null,null,null,null,null,null,null,null,571,4.4343954259013545E-2,3.5770788074983651E-3,0,null,null,0.71248657420123596,0.750721485428541,0.52070000000000005,null,4.4343954259013545E-2,3.5770788074983651E-3,0,null,0.82636177462913241,0.71457999999999999,3.4339000000000001E-2]
[null,null,null,null,null,null,null,null,null,null,null,572,{"$f":"IF($F$27=1,R249,IF($F$27=2,V249,Z249))","v":4.94073513354569E-2},{"$f":"IF($F$27=1,S249,IF($F$27=2,W249,AA249))","v":3.464556089236976E-3},{"$f":"IF($F$27=1,T249,IF($F$27=2,X249,AB249))","v":0},null,null,0.73615585850794141,0.76964066339583737,0.54259999999999997,null,4.94073513354569E-2,3.464556089236976E-3,0,null,0.67273720126581571,0.72075999999999996,3.2572999999999998E-2]
[null,null,null,null,null,null,null,null,null,null,null,573,5.521470669015114E-2,3.4690906913875351E-3,0,null,null,0.75930923194196132,0.78791580580626552,0.55789999999999995,null,5.521470669015114E-2,3.4690906913875351E-3,0,null,0.48937883951017414,0.72694000000000003,3.0807000000000001E-2]
[null,null,null,null,null,null,null,null,null,null,null,574,6.1260113393152321E-2,3.4544201791376077E-3,0,null,null,0.7813267572972602,0.80543551415361003,0.57679999999999998,null,6.1260113393152321E-2,3.4544201791376077E-3,0,null,0.33575426614697873,0.73312999999999995,2.9041000000000001E-2]
[null,null,null,null,null,null,null,null,null,null,null,575,6.8817753344799795E-2,4.4183809985299744E-3,0,null,null,0.80158849736780624,0.82208838993165323,0.59719999999999995,null,6.8817753344799795E-2,4.4183809985299744E-3,0,null,0.27133105796269846,0.73931000000000002,2.7275000000000001E-2]
[null,null,null,null,null,null,null,null,null,null,null,576,7.7526496209601697E-2,4.3346307513209923E-3,0,null,null,0.8201482635960784,0.83798005020776334,0.61819999999999997,null,7.7526496209601697E-2,4.3346307513209923E-3,0,null,0.28402517167970071,0.74570000000000003,2.7435000000000001E-2]
[null,null,null,null,null,null,null,null,null,null,null,577,8.6560776943714737E-2,4.3342221325642603E-3,0,null,null,0.83759338304291708,0.85326271514086571,0.6371,null,8.6560776943714737E-2,4.3342221325642603E-3,0,null,0.31787756290405256,0.75209000000000004,2.7595000000000001E-2]
[null,null,null,null,null,null,null,null,null,null,null,578,9.7086475464509658E-2,4.3340946909093923E-3,0,null,null,0.85410419192684761,0.86789489086153349,0.65110000000000001,null,9.7086475464509658E-2,4.3340946909093923E-3,0,null,0.36654330683196756,0.75848000000000004,2.7754999999999998E-2]
[null,null,null,null,null,null,null,null,null,null,null,579,0.1074648300344784,4.3506512537419256E-3,0,null,null,0.86986102646693597,0.88183508350044004,0.67179999999999995,null,0.1074648300344784,4.3506512537419256E-3,0,null,0.42367747864397198,0.76487000000000005,2.7914999999999999E-2]
[null,null,null,null,null,null,null,null,null,null,null,580,0.11994477669820362,5.0343990970113531E-3,0,null,null,0.88504422288224871,0.89504179918825943,0.69350000000000001,null,0.11994477669820362,5.0343990970113531E-3,0,null,0.48293515352057709,0.77125999999999995,2.8074999999999999E-2]
[null,null,null,null,null,null,null,null,null,null,null,581,0.13378983595477911,5.2077371829981007E-3,8.3727307569604666E-5,null,null,0.90016916400855107,0.90780281341973357,0.71489999999999998,null,0.13378983595477911,5.2077371829981007E-3,8.3727307569604666E-5,null,0.56863651441952112,0.77812999999999999,3.0880999999999999E-2]
[null,null,null,null,null,null,null,null,null,null,null,582,0.15010880094348653,5.2262726690243191E-3,2.883678647493259E-4,null,null,0.91518094780289438,0.9202219378556451,0.72709999999999997,null,0.15010880094348653,5.2262726690243191E-3,2.883678647493259E-4,null,0.68882870670324248,0.78500000000000003,3.3688000000000003E-2]
[null,null,null,null,null,null,null,null,null,null,null,583,0.1674215679598054,6.1206476057402521E-3,5.4410962441136038E-4,null,null,0.92940448317658286,0.93198173287747121,0.74650000000000005,null,0.1674215679598054,6.1206476057402521E-3,5.4410962441136038E-4,null,0.81275724925880544,0.79186000000000001,3.6493999999999999E-2]
[null,null,null,null,null,null,null,null,null,null,null,584,0.18553155514119762,6.0672593479250848E-3,7.8114053921680699E-4,null,null,0.94216467903901269,0.94276475886636946,0.76659999999999995,null,0.18553155514119762,6.0672593479250848E-3,7.8114053921680699E-4,null,0.90966766095488927,0.79873000000000005,3.9301000000000003E-2]
[null,null,null,null,null,null,null,null,null,null,null,585,0.20851867320222259,6.077488682153652E-3,9.2964856182497938E-4,null,null,0.95278644429961723,0.95225357620350137,0.78820000000000001,null,0.20851867320222259,6.077488682153652E-3,9.2964856182497938E-4,null,0.94880546066071925,0.80559999999999998,4.2106999999999999E-2]
[null,null,null,null,null,null,null,null,null,null,null,586,0.23353364087275619,6.8500845233788526E-3,1.0083877852731084E-3,null,null,0.96189246820193697,0.96093009690279507,0.8075,null,0.23353364087275619,6.8500845233788526E-3,1.0083877852731084E-3,null,0.8568737201125447,0.81342999999999999,4.8447999999999998E-2]
[null,null,null,null,null,null,null,null,null,null,null,587,0.26019881392415306,8.6304123537724754E-3,1.0790469487154709E-3,null,null,0.97033386579045944,0.96921302914352336,0.8266,null,0.26019881392415306,8.6304123537724754E-3,1.0790469487154709E-3,null,0.63765187713074911,0.82126999999999994,5.4789999999999998E-2]
[null,null,null,null,null,null,null,null,null,null,null,588,0.29045574445475053,1.0487556834218863E-2,1.1362159728801639E-3,null,null,0.97777818466698418,0.97669012755149287,0.84340000000000004,null,0.29045574445475053,1.0487556834218863E-2,1.1362159728801639E-3,null,0.37600000002256084,0.82911000000000001,6.1130999999999998E-2]
[null,null,null,null,null,null,null,null,null,null,null,589,0.32581239572252374,1.1314722440298595E-2,1.1744847786971495E-3,null,null,0.98389297243494833,0.98294914675311762,0.85170000000000001,null,0.32581239572252374,1.1314722440298595E-2,1.1744847786971495E-3,null,0.15677815704052281,0.83694999999999997,6.7473000000000005E-2]
[null,null,null,null,null,null,null,null,null,null,null,590,0.35969595323454362,1.2384703244450885E-2,1.1884432870961532E-3,null,null,0.98834577669779078,0.98757784137481819,0.86019999999999996,null,0.35969595323454362,1.2384703244450885E-2,1.1884432870961532E-3,null,6.4846416434995557E-2,0.84479000000000004,7.3814000000000005E-2]
[null,null,null,null,null,null,null,null,null,null,null,591,0.40012364932960859,1.4308107883062218E-2,1.1745308662272941E-3,null,null,0.99180485274907271,0.99122246088534283,0.87849999999999995,null,0.40012364932960859,1.4308107883062218E-2,1.1745308662272941E-3,null,0.16210238916424269,0.85258,8.4841E-2]
[null,null,null,null,null,null,null,null,null,null,null,592,0.44124603531307416,1.6316328077874732E-2,1.1413550934543529E-3,null,null,0.99497597973182117,0.99459724560071705,0.88829999999999998,null,0.44124603531307416,1.6316328077874732E-2,1.1413550934543529E-3,null,0.3940204778782872,0.86036999999999997,9.5866999999999994E-2]
[null,null,null,null,null,null,null,null,null,null,null,593,0.48519709045884934,1.9535046399502536E-2,1.1017582033705767E-3,null,null,0.997582991018794,0.99739193642374724,0.90010000000000001,null,0.48519709045884934,1.9535046399502536E-2,1.1017582033705767E-3,null,0.67082593860060191,0.86816000000000004,0.10689]
[null,null,null,null,null,null,null,null,null,null,null,594,0.53816689294554265,2.2616515503854951E-2,1.0685824305976357E-3,null,null,0.99934971998363864,0.99929627425623824,0.9204,null,0.53816689294554265,2.2616515503854951E-2,1.0685824305976357E-3,null,0.9027440273139189,0.87595999999999996,0.11792]
[null,null,null,null,null,null,null,null,null,null,null,595,0.59741298384648789,2.4653465350540707E-2,1.0546700097574231E-3,null,null,1,1,0.93,null,0.59741298384648789,2.4653465350540707E-2,1.0546700097574231E-3,null,1,0.88375000000000004,0.12895000000000001]
[null,null,null,null,null,null,null,null,null,null,null,596,0.6521419147122236,2.7473457807556938E-2,1.0590712131400891E-3,null,null,0.99958134096983009,0.99963769846499129,0.93840000000000001,null,0.6521419147122236,2.7473457807556938E-2,1.0590712131400891E-3,null,0.9768295471477324,0.89046999999999998,0.14932000000000001]
[null,null,null,null,null,null,null,null,null,null,null,597,0.70511489580311837,3.0476182641625351E-2,1.071546265371871E-3,null,null,0.99844126755821105,0.9986377967892579,0.95430000000000004,null,0.70511489580311837,3.0476182641625351E-2,1.071546265371871E-3,null,0.91833847087274489,0.89719000000000004,0.16969999999999999]
[null,null,null,null,null,null,null,null,null,null,null,598,0.78851639397773798,3.4626286455138225E-2,1.0910023296559286E-3,null,null,0.99675363528722616,0.99713079936244764,0.95989999999999998,null,0.78851639397773798,3.4626286455138225E-2,1.0910023296559286E-3,null,0.84105719438644677,0.90390000000000004,0.19006999999999999]
[null,null,null,null,null,null,null,null,null,null,null,599,0.8473960896648054,3.9549344455353422E-2,1.1163465691813141E-3,null,null,0.9946922996782871,0.99524721057498666,0.96899999999999997,null,0.8473960896648054,3.9549344455353422E-2,1.1163465691813141E-3,null,0.76151614093910913,0.91061999999999999,0.21043999999999999]
[null,null,null,null,null,null,null,null,null,null,null,600,0.90208553988987472,4.4449766620189249E-2,1.1464861471371073E-3,null,null,0.99243111625279623,0.99311753481730436,0.97419999999999995,null,0.90208553988987472,4.4449766620189249E-2,1.1464861471371073E-3,null,0.69624573378057841,0.91734000000000004,0.23082]
[null,null,null,null,null,null,null,null,null,null,null,601,0.95590889309134119,4.9053791392824328E-2,1.2194299729497698E-3,null,null,0.98945786050084195,0.98979106769291048,0.97960000000000003,null,0.95590889309134119,4.9053791392824328E-2,1.2194299729497698E-3,null,0.64401625088099923,0.92376000000000003,0.27484999999999998]
[null,null,null,null,null,null,null,null,null,null,null,602,0.99221183262459522,5.5076165047389734E-2,1.3526593879237792E-3,null,null,0.98531255335834955,0.98467071364203751,0.98599999999999999,null,0.99221183262459522,5.5076165047389734E-2,1.3526593879237792E-3,null,0.59342394026808365,0.93018000000000001,0.31888]
[null,null,null,null,null,null,null,null,null,null,null,603,1,5.9881889293176345E-2,1.5142902025882918E-3,null,null,0.98024741851925579,0.97841739031751884,0.98850000000000005,null,1,5.9881889293176345E-2,1.5142902025882918E-3,null,0.54573817995125662,0.93659000000000003,0.3629]
[null,null,null,null,null,null,null,null,null,null,null,604,0.9809939459941357,6.8553322192231911E-2,1.6724382275587132E-3,null,null,0.97451467967681304,0.97169201537085914,0.99480000000000002,null,0.9809939459941357,6.8553322192231911E-2,1.6724382275587132E-3,null,0.50222834799936455,0.94301000000000001,0.40693000000000001]
[null,null,null,null,null,null,null,null,null,null,null,605,0.92194757223724488,7.6268613117669193E-2,1.7952192734506725E-3,null,null,0.96836656052427561,0.96515550645355941,1,null,0.92194757223724488,7.6268613117669193E-2,1.7952192734506725E-3,null,0.46416382248123095,0.94943,0.45096000000000003]
[null,null,null,null,null,null,null,null,null,null,null,606,0.85467444263641945,8.3101131006434084E-2,1.8876756494729493E-3,null,null,0.96127995170807656,0.95885895750631678,0.999,null,0.85467444263641945,8.3101131006434084E-2,1.8876756494729493E-3,null,0.42726292384812242,0.95431999999999995,0.52097000000000004]
[null,null,null,null,null,null,null,null,null,null,null,607,0.74971254037476165,9.2711674692598153E-2,1.9740799590014547E-3,null,null,0.95283290436849954,0.95232983283274975,0.996,null,0.74971254037476165,9.2711674692598153E-2,1.9740799590014547E-3,null,0.3897663524769826,0.95921000000000001,0.59097]
[null,null,null,null,null,null,null,null,null,null,null,608,0.65464960803392291,0.10440909356871457,2.0513934544061406E-3,null,null,0.94342938294114398,0.94544360562078344,0.99329999999999996,null,0.65464960803392291,0.10440909356871457,2.0513934544061406E-3,null,0.35672705636600399,0.96409999999999996,0.66098000000000001]
[null,null,null,null,null,null,null,null,null,null,null,609,0.53952808922110773,0.117513928129919,2.1165773879654542E-3,null,null,0.93347335186132518,0.93807574905979008,0.99560000000000004,null,0.53952808922110773,0.117513928129919,2.1165773879654542E-3,null,0.33319798350611896,0.96897999999999995,0.73099000000000003]
[null,null,null,null,null,null,null,null,null,null,null,610,0.46362907321396696,0.13303007581424045,2.16659301195773E-3,null,null,0.92336877556436248,0.93010173633914084,0.99409999999999998,null,0.46362907321396696,0.13303007581424045,2.16659301195773E-3,null,0.32423208188818409,0.97387000000000001,0.80098999999999998]
[null,null,null,null,null,null,null,null,null,null,null,611,0.38094728476931211,0.14838254534964318,2.1998591745473256E-3,null,null,0.91287405849376901,0.92121459046349918,0.998,null,0.38094728476931211,0.14838254534964318,2.1998591745473256E-3,null,0.32920136514341647,0.97867999999999999,0.84079000000000004]
[null,null,null,null,null,null,null,null,null,null,null,612,0.32885680778380777,0.16575643549110428,2.2224323992540876E-3,null,null,0.90166501848572034,0.91137735820894661,0.99229999999999996,null,0.32885680778380777,0.16575643549110428,2.2224323992540876E-3,null,0.34105119449369942,0.98350000000000004,0.88060000000000005]
[null,null,null,null,null,null,null,null,null,null,null,613,0.25412287365700842,0.18440433533968362,2.2427304514953971E-3,null,null,0.8900217400618915,0.90087054842398995,0.98009999999999997,null,0.25412287365700842,0.18440433533968362,2.2427304514953971E-3,null,0.35519453920216859,0.98831000000000002,0.9204]
[null,null,null,null,null,null,null,null,null,null,null,614,0.2128263141494896,0.20661120622281334,2.2691710966694979E-3,null,null,0.87822430774443161,0.88997466995676733,0.9768,null,0.2128263141494896,0.20661120622281334,2.2691710966694979E-3,null,0.367044368552497,0.99312,0.96020000000000005]
[null,null,null,null,null,null,null,null,null,null,null,615,0.17774504194029181,0.23053586114846458,2.3101721001747471E-3,null,null,0.86655280605549345,0.87897023165541954,0.97199999999999998,null,0.17774504194029181,0.23053586114846458,2.3101721001747471E-3,null,0.37201365182840307,0.99792999999999998,1]
[null,null,null,null,null,null,null,null,null,null,null,616,0.14165147767986633,0.25754198062056916,2.4631043419149862E-3,null,null,0.85509975668909233,0.86778624644541669,0.96899999999999997,null,0.14165147767986633,0.25754198062056916,2.4631043419149862E-3,null,0.3554645187306894,0.99834999999999996,0.96016999999999997]
[null,null,null,null,null,null,null,null,null,null,null,617,0.118883459979977,0.28724492794712592,2.7539091062233245E-3,null,null,0.84367761252017714,0.85621268862650113,0.96009999999999995,null,0.118883459979977,0.28724492794712592,2.7539091062233245E-3,null,0.31526727641362995,0.99875999999999998,0.92034000000000005]
[null,null,null,null,null,null,null,null,null,null,null,618,9.7811377040140424E-2,0.31656954892229572,3.0838597640593371E-3,null,null,0.83214635483992172,0.84432150910828652,0.95550000000000002,null,9.7811377040140424E-2,0.31656954892229572,3.0838597640593371E-3,null,0.26559716037745007,0.99917,0.88051000000000001]
[null,null,null,null,null,null,null,null,null,null,null,619,8.0423503863859561E-2,0.34571985673769923,3.3542296865789667E-3,null,null,0.82036596493993486,0.83218465880037351,0.94820000000000004,null,8.0423503863859561E-2,0.34571985673769923,3.3542296865789667E-3,null,0.22062940611552448,0.99958999999999998,0.84067999999999998]
[null,null,null,null,null,null,null,null,null,null,null,620,6.6654790981489631E-2,0.3838574089226009,3.4662922449392734E-3,null,null,0.80819642411182391,0.81987408861236366,0.93920000000000003,null,6.6654790981489631E-2,0.3838574089226009,3.4662922449392734E-3,null,0.19453924912134896,1,0.80084999999999995]
[null,null,null,null,null,null,null,null,null,null,null,621,5.479031983556272E-2,0.41796152198511621,3.3753966030515212E-3,null,null,0.79548519483320834,0.80736777322241782,0.92589999999999995,null,5.479031983556272E-2,0.41796152198511621,3.3753966030515212E-3,null,0.18405639989980491,0.99775000000000003,0.73080000000000001]
[null,null,null,null,null,null,null,null,null,null,null,622,4.6396235052318567E-2,0.46184724710021374,3.1586454562052809E-3,null,null,0.78230561226112616,0.79460683875607674,0.91969999999999996,null,4.6396235052318567E-2,0.46184724710021374,3.1586454562052809E-3,null,0.17596879018367884,0.99548999999999999,0.66074999999999995]
[null,null,null,null,null,null,null,null,null,null,null,623,3.8164830158870774E-2,0.5102687018026123,2.8999424744846746E-3,null,null,0.76885646670703445,0.7816079632932702,0.9093,null,3.8164830158870774E-2,0.5102687018026123,2.8999424744846746E-3,null,0.16953898733348721,0.99324000000000001,0.59069000000000005]
[null,null,null,null,null,null,null,null,null,null,null,624,3.2573688863531992E-2,0.55917893940633023,2.6831913276386577E-3,null,null,0.75533654848226106,0.76838782491406199,0.90129999999999999,null,3.2573688863531992E-2,0.55917893940633023,2.6831913276386577E-3,null,0.16402955870524494,0.99099000000000004,0.52063999999999999]
[null,null,null,null,null,null,null,null,null,null,null,625,2.7392593408644982E-2,0.6178923950231312,2.5922956854121668E-3,null,null,0.74194464789813575,0.7549631016985161,0.89019999999999999,null,2.7392593408644982E-2,0.6178923950231312,2.5922956854121668E-3,null,0.1587030716549821,0.98873999999999995,0.45057999999999998]
[null,null,null,null,null,null,null,null,null,null,null,626,2.366042618579469E-2,0.68174656989927129,2.6711915936217024E-3,null,null,0.72869820522822137,0.74122352977835326,0.88390000000000002,null,2.366042618579469E-2,0.68174656989927129,2.6711915936217024E-3,null,0.15350547732032835,0.98538999999999999,0.40645999999999999]
[null,null,null,null,null,null,null,null,null,null,null,627,1.9804067390910472E-2,0.7317988119145814,2.8608554970059345E-3,null,null,0.71546468975858712,0.72714864215503106,0.86750000000000005,null,1.9804067390910472E-2,0.7317988119145814,2.8608554970059345E-3,null,0.14879990920543254,0.98204999999999998,0.36232999999999999]
[null,null,null,null,null,null,null,null,null,null,null,628,1.7089258920114755E-2,0.7889950768617412,3.0907516626140236E-3,null,null,0.70221793531958809,0.71288981221184711,0.85840000000000005,null,1.7089258920114755E-2,0.7889950768617412,3.0907516626140236E-3,null,0.14447470822473921,0.97870000000000001,0.31819999999999998]
[null,null,null,null,null,null,null,null,null,null,null,629,1.4684307702478347E-2,0.85270238520552144,3.2903443576944033E-3,null,null,0.68893177574153119,0.69859841333234651,0.84850000000000003,null,1.4684307702478347E-2,0.85270238520552144,3.2903443576944033E-3,null,0.14041821529112042,0.97536,0.27407999999999999]
[null,null,null,null,null,null,null,null,null,null,null,630,1.2594506593757281E-2,0.90715507674110241,3.3890978494946129E-3,null,null,0.67558004485472156,0.68442581890007448,0.83609999999999995,null,1.2594506593757281E-2,0.90715507674110241,3.3890978494946129E-3,null,0.13651877131744719,0.97201000000000004,0.22994999999999999]
[null,null,null,null,null,null,null,null,null,null,null,631,1.0538549240871383E-2,0.96909706845078081,3.4119826583782474E-3,null,null,0.66207374631949512,0.67039513727683608,0.82689999999999997,null,1.0538549240871383E-2,0.96909706845078081,3.4119826583782474E-3,null,0.13276021828506188,0.96591000000000005,0.20938000000000001]
[null,null,null,null,null,null,null,null,null,null,null,632,9.7691041725368379E-3,0.99214329029415738,3.4306577392456249E-3,null,null,0.64842988398883727,0.65640539634268091,0.80789999999999995,null,9.7691041725368379E-3,0.99214329029415738,3.4306577392456249E-3,null,0.12919028539065569,0.95979999999999999,0.18881999999999999]
[null,null,null,null,null,null,null,null,null,null,null,633,9.027512065311773E-3,1,3.4446200113769031E-3,null,null,0.6347812919818866,0.6424218487599922,0.80030000000000001,null,9.027512065311773E-3,1,3.4446200113769031E-3,null,0.12579314437105713,0.95369000000000004,0.16825000000000001]
[null,null,null,null,null,null,null,null,null,null,null,634,8.2961129914624412E-3,0.98722264989238973,3.4533663940103693E-3,null,null,0.62126080441781228,0.62840974719088571,0.78690000000000004,null,8.2961129914624412E-3,0.98722264989238973,3.4533663940103693E-3,null,0.12255296696292525,0.94757999999999998,0.14768000000000001]
[null,null,null,null,null,null,null,null,null,null,null,635,8.3138621892470486E-3,0.90075743756472393,3.4563938063843316E-3,null,null,0.6080012554157832,0.61433434429747735,0.77539999999999998,null,8.3138621892470486E-3,0.90075743756472393,3.4563938063843316E-3,null,0.11945392490291894,0.94147000000000003,0.12711]
[null,null,null,null,null,null,null,null,null,null,null,636,{"$f":"IF($F$27=1,R313,IF($F$27=2,V313,Z313))","v":8.6008867120663159E-3},{"$f":"IF($F$27=1,S313,IF($F$27=2,W313,AA313))","v":0.79955665116558228},{"$f":"IF($F$27=1,T313,IF($F$27=2,X313,AB313))","v":3.4563939798941774E-3},null,null,0.59506123770135455,0.60007566159133841,0.7591,null,8.6008867120663159E-3,0.79955665116558228,3.4563939798941774E-3,null,0.1164669808649982,0.93557999999999997,0.11572]
[null,null,null,null,null,null,null,null,null,null,null,637,7.6003141513996441E-3,0.68701339925186233,3.4563940698938457E-3,null,null,0.58234686854326156,0.58565657460136988,0.74950000000000006,null,7.6003141513996441E-3,0.68701339925186233,3.4563940698938457E-3,null,0.11358751827250908,0.92969999999999997,0.10432]
[null,null,null,null,null,null,null,null,null,null,null,638,6.5997415944996753E-3,0.55953725654849329,3.4563941315527312E-3,null,null,0.56976226887331816,0.57125661701729535,0.73770000000000002,null,6.5997415944996753E-3,0.55953725654849329,3.4563941315527312E-3,null,0.1108363399857662,0.92381000000000002,9.2925999999999995E-2]
[null,null,null,null,null,null,null,null,null,null,null,639,5.5991690426819883E-3,0.45338735723992329,3.4563942200414497E-3,null,null,0.55721155962372326,0.55705532252855228,0.72560000000000002,null,5.5991690426819883E-3,0.45338735723992329,3.4563942200414497E-3,null,0.10823424886516048,0.91791999999999996,8.1531000000000006E-2]
[null,null,null,null,null,null,null,null,null,null,null,640,4.5985964908643066E-3,0.40041988964838032,3.4563943905306185E-3,null,null,0.54459886172667649,0.54323222482456812,0.71020000000000005,null,4.5985964908643066E-3,0.40041988964838032,3.4563943905306185E-3,null,0.10580204777108344,0.91203000000000001,7.0136000000000004E-2]
[null,null,null,null,null,null,null,null,null,null,null,641,3.5980239390466244E-3,0.32980096667043068,3.456395958921589E-3,null,null,0.53181723542849413,0.52980690809497966,0.69820000000000004,null,3.5980239390466244E-3,0.32980096667043068,3.456395958921589E-3,null,0.10356704045796947,0.90517000000000003,6.3136999999999999E-2]
[null,null,null,null,null,null,null,null,null,null,null,642,2.5974513872289427E-3,0.2753054735619207,3.4564002410623442E-3,null,null,0.51893059937317065,0.5166484456429804,0.68269999999999997,null,2.5974513872289427E-3,0.2753054735619207,3.4564002410623442E-3,null,0.1014958556702644,0.89831000000000005,5.6138E-2]
[null,null,null,null,null,null,null,null,null,null,null,643,1.5968788354112549E-3,0.22444157392625219,3.4564072920434509E-3,null,null,0.50609936208910655,0.50371060482606467,0.66810000000000003,null,1.5968788354112549E-3,0.22444157392625219,3.4564072920434509E-3,null,9.9518283754320425E-2,0.89144999999999996,4.9138000000000001E-2]
[null,null,null,null,null,null,null,null,null,null,null,644,5.9630628825851526E-4,0.18499165311115584,3.4564171669554731E-3,null,null,0.49348393210476371,0.4909471530021407,0.65910000000000002,null,5.9630628825851526E-4,0.18499165311115584,3.4564171669554731E-3,null,9.7564115056317083E-2,0.88458999999999999,4.2139000000000003E-2]
[null,null,null,null,null,null,null,null,null,null,null,645,4.9624902943336377E-4,0.15486231085724017,3.4564299208889775E-3,null,null,0.48124471794859758,0.47831185752911659,0.64749999999999996,null,4.9624902943336377E-4,0.15486231085724017,3.4564299208889775E-3,null,9.5563139922432955E-2,0.87773000000000001,3.5139999999999998E-2]
[null,null,null,null,null,null,null,null,null,null,null,646,3.9619177323003962E-4,0.12984535842378064,3.5575953741825584E-3,null,null,0.46939350909788852,0.46582998250375102,0.63580000000000003,null,3.9619177323003962E-4,0.12984535842378064,3.5575953741825584E-3,null,9.3351535826585133E-2,0.86934999999999996,3.1230000000000001E-2]
[null,null,null,null,null,null,null,null,null,null,null,647,2.9613451804827776E-4,0.11045816806003619,3.8200982995654264E-3,null,null,0.45780978179701137,0.45352762786930018,0.62090000000000001,null,2.9613451804827776E-4,0.11045816806003619,3.8200982995654264E-3,null,9.0976109205661862E-2,0.86097999999999997,2.7320000000000001E-2]
[null,null,null,null,null,null,null,null,null,null,null,648,1.9607726320980195E-4,9.2671623609599907E-2,4.1824911818867296E-3,null,null,0.4464554747267635,0.44135981475289054,0.60840000000000005,null,1.9607726320980195E-4,9.2671623609599907E-2,4.1824911818867296E-3,null,8.8682593847526747E-2,0.85260999999999998,2.3408999999999999E-2]
[null,null,null,null,null,null,null,null,null,null,null,649,1.9607726286650885E-4,7.7765906255804984E-2,4.5833265057849577E-3,null,null,0.43529252656763512,0.42928156428174541,0.5897,null,1.9607726286650885E-4,7.7765906255804984E-2,4.5833265057849577E-3,null,8.6716723540555693E-2,0.84423999999999999,1.9498999999999999E-2]
[null,null,null,null,null,null,null,null,null,null,null,650,0,6.4979142611679572E-2,4.961156755897483E-3,null,null,0.42428287600011527,0.41724789758308639,0.57979999999999998,null,0,6.4979142611679572E-2,4.961156755897483E-3,null,8.5324232073117942E-2,0.83586000000000005,1.5589E-2]
[null,null,null,null,null,null,null,null,null,null,null,651,0,5.4229623836486295E-2,5.322624818432411E-3,null,null,0.41339395705994092,0.4051221629903739,0.56930000000000003,null,0,5.4229623836486295E-2,5.322624818432411E-3,null,8.4470014619046893E-2,0.82386999999999999,1.3691999999999999E-2]
[null,null,null,null,null,null,null,null,null,null,null,652,0,4.5633065605153962E-2,5.7118451373161117E-3,null,null,0.40264440279012043,0.39293322525248092,0.55430000000000001,null,0,4.5633065605153962E-2,5.7118451373161117E-3,null,8.3853729879956471E-2,0.81189,1.1795E-2]
[null,null,null,null,null,null,null,null,null,null,null,653,0,3.8246122638448864E-2,6.1235775325813816E-3,null,null,0.39207295038207712,0.3808843801170233,0.54349999999999998,null,0,3.8246122638448864E-2,6.1235775325813816E-3,null,8.3323256939977913E-2,0.79990000000000006,9.8986000000000005E-3]
[null,null,null,null,null,null,null,null,null,null,null,654,0,3.3378857109531236E-2,6.5525818244758678E-3,null,null,0.3817183370272294,0.36917892333211899,0.53110000000000002,null,0,3.3378857109531236E-2,6.5525818244758678E-3,null,8.2726474882504453E-2,0.78791,8.0017999999999999E-3]
[null,null,null,null,null,null,null,null,null,null,null,655,0,2.8458525306710905E-2,6.9936178332473311E-3,null,null,0.37161929991699694,0.35802015064588161,0.51690000000000003,null,0,2.8458525306710905E-2,6.9936178332473311E-3,null,8.1911262790922257E-2,0.77592000000000005,6.1050000000000002E-3]
[null,null,null,null,null,null,null,null,null,null,null,656,0,2.4353420933216987E-2,7.42627002267393E-3,null,null,0.36177005152707309,0.34743323070413934,0.51160000000000005,null,0,2.4353420933216987E-2,7.42627002267393E-3,null,8.0604583121764162E-2,0.76642999999999994,5.306E-3]
[null,null,null,null,null,null,null,null,null,null,null,657,0,2.0786378882514969E-2,7.8556707125409832E-3,null,null,0.35213288597834536,0.33724980429638424,0.49719999999999998,null,0,2.0786378882514969E-2,7.8556707125409832E-3,null,7.8820087753824805E-2,0.75692999999999999,4.5069999999999997E-3]
[null,null,null,null,null,null,null,null,null,null,null,658,0,1.7471608216350354E-2,8.3149015067140765E-3,null,null,0.34269866293048518,0.32738287539204941,0.48220000000000002,null,0,1.7471608216350354E-2,8.3149015067140765E-3,null,7.6835689899311443E-2,0.74743999999999999,3.7079999999999999E-3]
[null,null,null,null,null,null,null,null,null,null,null,659,0,1.5259514304278866E-2,8.8370440091298675E-3,null,null,0.33345824204308011,0.31774544795951021,0.47299999999999998,null,0,1.5259514304278866E-2,8.8370440091298675E-3,null,7.4929302771265888E-2,0.73794999999999999,2.9090000000000001E-3]
[null,null,null,null,null,null,null,null,null,null,null,660,0,1.3447454248382402E-2,9.455179823724345E-3,null,null,0.32440248297571805,0.30825052596713887,0.46079999999999999,null,0,1.3447454248382402E-2,9.455179823724345E-3,null,7.3378839582727118E-2,0.72846,2.1099999999999999E-3]
[null,null,null,null,null,null,null,null,null,null,null,661,0,1.2459622381707733E-2,1.0263171116423718E-2,null,null,0.31552873934247794,0.29886815196615241,0.44919999999999999,null,0,1.2459622381707733E-2,1.0263171116423718E-2,null,7.2027303747656798E-2,0.71582000000000001,1.8166E-3]
[null,null,null,null,null,null,null,null,null,null,null,662,0,1.0304813433701812E-2,1.1283415374247593E-2,null,null,0.30683393467041636,0.28964671052560925,0.43930000000000002,null,0,1.0304813433701812E-2,1.1283415374247593E-2,null,7.0655290095914425E-2,0.70318000000000003,1.5231999999999999E-3]
[null,null,null,null,null,null,null,null,null,null,null,663,0,9.1022152976073176E-3,1.2441797183613977E-2,null,null,0.29830828348889149,0.28061671863883558,0.42920000000000003,null,0,9.1022152976073176E-3,1.2441797183613977E-2,null,6.9447098969750293E-2,0.69054000000000004,1.2298000000000001E-3]
[null,null,null,null,null,null,null,null,null,null,null,664,0,6.941564213568124E-3,1.3664201130787697E-2,null,null,0.28994200032720679,0.27180869329948631,0.42030000000000001,null,0,6.941564213568124E-3,1.3664201130787697E-2,null,6.85870307104475E-2,0.67789999999999995,9.3639999999999999E-4]
[null,null,null,null,null,null,null,null,null,null,null,665,0,6.0034817504101305E-3,1.487651180203647E-2,null,null,0.28172529971466526,0.26325315150121609,0.40899999999999997,null,0,6.0034817504101305E-3,1.487651180203647E-2,null,6.825938565928534E-2,0.66525999999999996,6.4300000000000002E-4]
[null,null,null,null,null,null,null,null,null,null,null,666,0,5.0606768923257333E-3,1.6050835899926952E-2,null,null,0.27356969467258263,0.25494224651897052,0.39650000000000002,null,0,5.0606768923257333E-3,1.6050835899926952E-2,null,6.9146757672815501E-2,0.65615000000000001,5.4900000000000001E-4]
[null,null,null,null,null,null,null,null,null,null,null,667,0,4.9765826401157462E-3,1.7240503242373445E-2,null,null,0.26547488329430835,0.24684157067903054,0.38740000000000002,null,0,4.9765826401157462E-3,1.7240503242373445E-2,null,7.1262798628242113E-2,0.64703999999999995,4.55E-4]
[null,null,null,null,null,null,null,null,null,null,null,668,0,4.9130856298414127E-3,1.8493233088706422E-2,null,null,0.25756335771680383,0.23894179955167738,0.37959999999999999,null,0,4.9130856298414127E-3,1.8493233088706422E-2,null,7.3788395897618111E-2,0.63793,3.6099999999999999E-4]
[null,null,null,null,null,null,null,null,null,null,null,669,0,4.7740199480465258E-3,1.9856744698247435E-2,null,null,0.24995761007710457,0.23123360870726051,0.36940000000000001,null,0,4.7740199480465258E-3,1.9856744698247435E-2,null,7.5904436853044724E-2,0.62882000000000005,2.6699999999999998E-4]
[null,null,null,null,null,null,null,null,null,null,null,670,0,4.5245471555086124E-3,2.1378757330319152E-2,null,null,0.24278013251223932,0.22370767371612932,0.36320000000000002,null,0,4.5245471555086124E-3,2.1378757330319152E-2,null,7.6791808866611813E-2,0.61970999999999998,1.73E-4]
[null,null,null,null,null,null,null,null,null,null,null,671,0,4.2255141719114526E-3,2.3085730339067544E-2,null,null,0.23604883055549875,0.21630212804794541,0.35310000000000002,null,0,4.2255141719114526E-3,2.3085730339067544E-2,null,7.6712627978797424E-2,0.60868999999999995,1.4660000000000001E-4]
[null,null,null,null,null,null,null,null,null,null,null,672,0,3.4781672982019903E-3,2.4986639307130659E-2,null,null,0.22964734322888486,0.20901259115793402,0.34239999999999998,null,0,3.4781672982019903E-3,2.4986639307130659E-2,null,7.6486006818409974E-2,0.59767000000000003,1.2019999999999999E-4]
[null,null,null,null,null,null,null,null,null,null,null,673,0,3.4694805576000226E-3,2.7102977836146708E-2,null,null,0.22349676290362416,0.20191596759499819,0.33600000000000002,null,0,3.4694805576000226E-3,2.7102977836146708E-2,null,7.6128327637557586E-2,0.58665999999999996,9.3800000000000003E-5]
[null,null,null,null,null,null,null,null,null,null,null,674,0,3.4675108849884224E-3,2.9456239527830434E-2,null,null,0.21751818195073766,0.1950891619080044,0.3276,null,0,3.4675108849884224E-3,2.9456239527830434E-2,null,7.5655972688798645E-2,0.57564000000000004,6.7399999999999998E-5]
[null,null,null,null,null,null,null,null,null,null,null,675,0,3.4677194081294423E-3,3.2067917983896473E-2,null,null,0.21163269274124644,0.18860907864582049,0.32019999999999998,null,0,3.4677194081294423E-3,3.2067917983896473E-2,null,7.5085324224691025E-2,0.56462999999999997,4.1E-5]
[null,null,null,null,null,null,null,null,null,null,null,676,0,3.4698439252425824E-3,3.5097631899931057E-2,null,null,0.20591069559519179,0.18251008078100053,0.30470000000000003,null,0,3.4698439252425824E-3,3.5097631899931057E-2,null,7.3586348116155484E-2,0.55311999999999995,3.4600000000000001E-5]
[null,null,null,null,null,null,null,null,null,null,null,677,0,0,3.862855531938595E-2,null,null,0.20039674720745188,0.17671277011326195,0.29959999999999998,null,0,0,3.862855531938595E-2,null,7.071126279221232E-2,0.54161000000000004,2.8200000000000001E-5]
[null,null,null,null,null,null,null,null,null,null,null,678,0,0,4.2567514864936984E-2,null,null,0.19497317451250945,0.17112340943104809,0.29089999999999999,null,0,0,4.2567514864936984E-2,null,6.7049829345473169E-2,0.53010000000000002,2.1800000000000001E-5]
[null,null,null,null,null,null,null,null,null,null,null,679,0,0,4.6821337159414653E-2,null,null,0.18952230444462742,0.16564826152301562,0.28620000000000001,null,0,0,4.6821337159414653E-2,null,6.3191808868045443E-2,0.51859,1.5400000000000002E-5]
[null,null,null,null,null,null,null,null,null,null,null,680,0,0,5.1296848825646321E-2,null,null,0.18392646393806958,0.16019358917781995,0.2767,null,0,0,5.1296848825646321E-2,null,5.9726962452006233E-2,0.50707999999999998,9.0000000000000002E-6]
[null,null,null,null,null,null,null,null,null,null,null,681,0,0,5.6088179812948905E-2,null,null,0.17798103968773374,0.15468380924485417,0.26469999999999999,null,0,0,5.6088179812948905E-2,null,5.6466264106243183E-2,0.4965,7.6000000000000001E-6]
[null,null,null,null,null,null,null,null,null,null,null,682,0,0,6.1321650283665034E-2,null,null,0.17176242217914306,0.14917849175162204,0.2621,null,0,0,6.1321650283665034E-2,null,5.3016539769489973E-2,0.48591000000000001,6.1999999999999999E-6]
[null,null,null,null,null,null,null,null,null,null,null,683,0,0,6.69523721805238E-2,null,null,0.16557444402629498,0.14378662925584959,0.25480000000000003,null,0,0,6.69523721805238E-2,null,4.9661328428263103E-2,0.47532999999999997,4.7999999999999998E-6]
[null,null,null,null,null,null,null,null,null,null,null,684,0,0,7.2935457446188276E-2,null,null,0.15972093784430805,0.13861721431492299,0.2487,null,0,0,7.2935457446188276E-2,null,4.6684169069151078E-2,0.46475,3.4000000000000001E-6]
[null,null,null,null,null,null,null,null,null,null,null,685,0,0,7.9226018023322395E-2,null,null,0.1545057362483141,0.13377923948622084,0.2414,null,0,0,7.9226018023322395E-2,null,4.4368600678726305E-2,0.45416000000000001,1.9999999999999999E-6]
[null,null,null,null,null,null,null,null,null,null,null,686,0,0,8.5827407883186393E-2,null,null,0.14996318780792942,0.12929230178020079,0.23449999999999999,null,0,0,8.5827407883186393E-2,null,4.2594556747322203E-2,0.44374999999999998,1.5999999999999999E-6]
[null,null,null,null,null,null,null,null,null,null,null,687,0,0,9.2829564653607727E-2,null,null,0.14582266649277353,0.12505550663292714,0.22789999999999999,null,0,0,9.2829564653607727E-2,null,4.1041743235617469E-2,0.43332999999999999,1.1999999999999999E-6]
[null,null,null,null,null,null,null,null,null,null,null,688,0,0,0.10031747576270873,null,null,0.1419305430269,0.12099710923911224,0.22209999999999999,null,0,0,0.10031747576270873,null,3.9693357832757459E-2,0.42291000000000001,7.9999999999999996E-7]
[null,null,null,null,null,null,null,null,null,null,null,689,0,0,0.10837612863849927,null,null,0.138133188132741,0.11704536479366295,0.2162,null,0,0,0.10837612863849927,null,3.8532598228426307E-2,0.41249999999999998,3.9999999999999998E-7]
[null,null,null,null,null,null,null,null,null,null,null,690,0,0,0.11709051070898921,null,null,0.13427697253272863,0.11312852849148702,0.2074,null,0,0,0.11709051070898921,null,3.7542662112307675E-2,0.40207999999999999,0]
[null,null,null,null,null,null,null,null,null,null,null,691,0,0,0.12669066611764537,null,null,0.13034085336174842,0.10921941505570476,0.20499999999999999,null,0,0,0.12669066611764537,null,3.6678043227324555E-2,0.39395999999999998,0]
[null,null,null,null,null,null,null,null,null,null,null,692,0,0,0.13726762089305269,null,null,0.12642610842493068,0.10536190831144013,0.1986,null,0,0,0.13726762089305269,null,3.5904436856524891E-2,0.38585000000000003,0]
[null,null,null,null,null,null,null,null,null,null,null,693,0,0,0.14869783529172853,null,null,0.12256258944565246,0.10159086710621722,0.19420000000000001,null,0,0,0.14869783529172853,null,3.5221842999936963E-2,0.37773000000000001,0]
[null,null,null,null,null,null,null,null,null,null,null,694,0,0,0.16085776957004022,null,null,0.11878014814809373,9.7941150287631243E-2,0.18809999999999999,null,0,0,0.16085776957004022,null,3.4630261657560744E-2,0.36960999999999999,0]
[null,null,null,null,null,null,null,null,null,null,null,695,0,0,0.17362388398435916,null,null,0.11510863625643583,9.4447616703276921E-2,0.18140000000000001,null,0,0,0.17362388398435916,null,3.4129692829396256E-2,0.36149999999999999,0]
[null,null,null,null,null,null,null,null,null,null,null,696,0,0,0.18703802920064502,null,null,0.11151737653852298,9.1101255444355864E-2,0.18090000000000001,null,0,0,0.18703802920064502,null,3.3715585889781789E-2,0.35238999999999998,0]
[null,null,null,null,null,null,null,null,null,null,null,697,0,0,0.20130621429815004,null,null,0.10798136709471597,8.7867967057900995E-2,0.17349999999999999,null,0,0,0.20130621429815004,null,3.3365187710066475E-2,0.34327999999999997,0]
[null,null,null,null,null,null,null,null,null,null,null,698,0,0,0.2165511371508422,null,null,0.10453897264883151,8.4744977575714961E-2,0.16589999999999999,null,0,0,0.2165511371508422,null,3.3051194536035874E-2,0.33417000000000002,0]
[null,null,null,null,null,null,null,null,null,null,null,699,0,0,0.23289549563310905,null,null,0.10122855792452914,8.1729513029516782E-2,0.16619999999999999,null,0,0,0.23289549563310905,null,3.2746302613426398E-2,0.32505000000000001,0]
[null,null,null,null,null,null,null,null,null,null,null,700,{"$f":"IF($F$27=1,R377,IF($F$27=2,V377,Z377))","v":0},{"$f":"IF($F$27=1,S377,IF($F$27=2,W377,AA377))","v":0},{"$f":"IF($F$27=1,T377,IF($F$27=2,X377,AB377))","v":0.2504619876193408},null,null,9.8088487645468583E-2,7.8818799451025517E-2,0.15840000000000001,null,0,0,0.2504619876193408,null,3.2423208187974562E-2,0.31594,0]
[null,null,null,null,null,null,null,null,null,null,null,701,0,0,0.26974545486345181,null,null,9.5128477885927265E-2,7.5994821610539928E-2,0.153,null,0,0,0.26974545486345181,null,3.2027303751322629E-2,0.30589,0]
[null,null,null,null,null,null,null,null,null,null,null,702,0,0,0.29092382280505552,null,null,9.2309039495966347E-2,7.3251054163056106E-2,0.1474,null,0,0,0.29092382280505552,null,3.1576791805973954E-2,0.29582999999999998,0]
[null,null,null,null,null,null,null,null,null,null,null,703,0,0,0.31364441484491296,null,null,8.9594729361004169E-2,7.0601957967482226E-2,0.1444,null,0,0,0.31364441484491296,null,3.1153583614888632E-2,0.28577000000000002,0]
[null,null,null,null,null,null,null,null,null,null,null,704,0,0,0.33755455438416532,null,null,8.6950104366807487E-2,6.8061993882699456E-2,0.14069999999999999,null,0,0,0.33755455438416532,null,3.0839590440857205E-2,0.27571000000000001,0]
[null,null,null,null,null,null,null,null,null,null,null,705,0,0,0.3623015648239698,null,null,8.4339721399143947E-2,6.5645622767589965E-2,0.1376,null,0,0,0.3623015648239698,null,3.0716723546670682E-2,0.26565,0]
[null,null,null,null,null,null,null,null,null,null,null,706,0,0,0.38845127741203711,null,null,8.1733423767972685E-2,6.3356984243104764E-2,0.13400000000000001,null,0,0,0.38845127741203711,null,3.0716723546457138E-2,0.25994,0]
[null,null,null,null,null,null,null,null,null,null,null,707,0,0,0.41638473162481238,null,null,7.9151947568820852E-2,6.1175318473018492E-2,0.12859999999999999,null,0,0,0.41638473162481238,null,3.0716723546457138E-2,0.25422,0]
[null,null,null,null,null,null,null,null,null,null,null,708,0,0,0.4454720632027202,null,null,7.6636188866514798E-2,5.9077737130219118E-2,0.12740000000000001,null,0,0,0.4454720632027202,null,3.0716723546457138E-2,0.2485,0]
[null,null,null,null,null,null,null,null,null,null,null,709,0,0,0.47508340788687425,null,null,7.4227043725751493E-2,5.7041351887636448E-2,0.1236,null,0,0,0.47508340788687425,null,3.0716723546457138E-2,0.24278,0]
[null,null,null,null,null,null,null,null,null,null,null,710,0,0,0.50458890141840962,null,null,7.196540821122939E-2,5.5043274418199305E-2,0.1192,null,0,0,0.50458890141840962,null,3.0716723546457138E-2,0.23705999999999999,0]
[null,null,null,null,null,null,null,null,null,null,null,711,0,0,0.53446556324832151,null,null,6.9872421042892444E-2,5.3066939193995431E-2,0.1168,null,0,0,0.53446556324832151,null,3.0539249143568117E-2,0.23172999999999999,0]
[null,null,null,null,null,null,null,null,null,null,null,712,0,0,0.56514221364393091,null,null,6.7907794287893994E-2,5.1124423095503267E-2,0.1115,null,0,0,0.56514221364393091,null,3.0116040952484689E-2,0.22641,0]
[null,null,null,null,null,null,null,null,null,null,null,713,0,0,0.59591668958766508,null,null,6.6020284032182741E-2,4.9235801407891404E-2,0.1101,null,0,0,0.59591668958766508,null,2.9610921498610249E-2,0.22108,0]
[null,null,null,null,null,null,null,null,null,null,null,714,0,0,0.62608682805893101,null,null,6.4158646361626215E-2,4.742114941639148E-2,0.1071,null,0,0,0.62608682805893101,null,2.9187713307524926E-2,0.21575,0]
[null,null,null,null,null,null,null,null,null,null,null,715,0,0,0.65495046603711748,null,null,6.2271637362095497E-2,4.5700542406235688E-2,0.1032,null,0,0,0.65495046603711748,null,2.9010238904811695E-2,0.21043000000000001,0]
[null,null,null,null,null,null,null,null,null,null,null,716,0,0,0.68241000595769019,null,null,6.0338683068511707E-2,4.4050626520046078E-2,0.1007,null,0,0,0.68241000595769019,null,2.9010238904987294E-2,0.20472000000000001,0]
[null,null,null,null,null,null,null,null,null,null,null,717,0,0,0.70898818334150726,null,null,5.8393847547408659E-2,4.2450161178325042E-2,9.7699999999999995E-2,null,0,0,0.70898818334150726,null,2.9010238904987294E-2,0.19900999999999999,0]
[null,null,null,null,null,null,null,null,null,null,null,718,0,0,0.73491333478743992,null,null,5.6467843931649601E-2,4.0922391584137088E-2,9.5200000000000007E-2,null,0,0,0.73491333478743992,null,2.9010238904987294E-2,0.19328999999999999,0]
[null,null,null,null,null,null,null,null,null,null,null,719,0,0,0.7604137968959187,null,null,5.4591385354174154E-2,3.9490562940361844E-2,9.0700000000000003E-2,null,0,0,0.7604137968959187,null,2.9010238904987294E-2,0.18758,0]
[null,null,null,null,null,null,null,null,null,null,null,720,0,0,0.78571790626737625,null,null,5.2795184947921944E-2,3.8177920449879853E-2,8.9599999999999999E-2,null,0,0,0.78571790626737625,null,2.9010238904987294E-2,0.18187,0]
[null,null,null,null,null,null,null,null,null,null,null,721,0,0,0.81126158067837484,null,null,5.1045329066139976E-2,3.701094149445347E-2,8.7300000000000003E-2,null,0,0,0.81126158067837484,null,2.8832764503150903E-2,0.17651,0]
[null,null,null,null,null,null,null,null,null,null,null,722,0,0,0.83690383591344097,null,null,4.9316972582112158E-2,3.5958889732485629E-2,8.2799999999999999E-2,null,0,0,0.83690383591344097,null,2.8409556312063686E-2,0.17115,0]
[null,null,null,null,null,null,null,null,null,null,null,723,0,0,0.86200765556803538,null,null,4.7654431408124032E-2,3.4959189782045735E-2,8.3500000000000005E-2,null,0,0,0.86200765556803538,null,2.7904436858185454E-2,0.16578999999999999,0]
[null,null,null,null,null,null,null,null,null,null,null,724,0,0,0.88593602324071996,null,null,4.6102021456593228E-2,3.3949266261163208E-2,8.0100000000000005E-2,null,0,0,0.88593602324071996,null,2.7481228667098238E-2,0.16044,0]
[null,null,null,null,null,null,null,null,null,null,null,725,0,0,0.9080519225300312,null,null,4.4704058639932709E-2,3.2866543787865896E-2,7.7899999999999997E-2,null,0,0,0.9080519225300312,null,2.7303754264383112E-2,0.15508,0]
[null,null,null,null,null,null,null,null,null,null,null,726,0,0,0.93105281142074958,null,null,4.3484030002481681E-2,3.1659548066621024E-2,7.6499999999999999E-2,null,0,0,0.93105281142074958,null,2.7303754263517457E-2,0.15026999999999999,0]
[null,null,null,null,null,null,null,null,null,null,null,727,0,0,0.95553572073605453,null,null,4.239218836011021E-2,3.0367542937615261E-2,7.3499999999999996E-2,null,0,0,0.95553572073605453,null,2.7303754263517457E-2,0.14546999999999999,0]
[null,null,null,null,null,null,null,null,null,null,null,728,0,0,0.97771299335461392,null,null,4.1362998285318781E-2,2.9064060219852084E-2,7.0499999999999993E-2,null,0,0,0.97771299335461392,null,2.7303754263517457E-2,0.14066999999999999,0]
[null,null,null,null,null,null,null,null,null,null,null,729,0,0,0.99379697215105012,null,null,4.0330924350098912E-2,2.7822631732808072E-2,6.8599999999999994E-2,null,0,0,0.99379697215105012,null,2.7303754263517457E-2,0.13586000000000001,0]
[null,null,null,null,null,null,null,null,null,null,null,730,0,0,1,null,null,3.9230431126442998E-2,2.671678929596024E-2,6.8599999999999994E-2,null,0,0,1,null,2.7303754263517457E-2,0.13106000000000001,0]
[null,null,null,null,null,null,null,null,null,null,null,731,0,0,0.99568155685323945,null,null,3.8017281479748102E-2,2.5735758381414845E-2,6.7299999999999999E-2,null,0,0,0.99568155685323945,null,2.7303754263517457E-2,0.12734999999999999,0]
[null,null,null,null,null,null,null,null,null,null,null,732,0,0,0.98377456379222361,null,null,3.6733685586998008E-2,2.4817565509930702E-2,6.3200000000000006E-2,null,0,0,0.98377456379222361,null,2.7303754263517457E-2,0.12363,0]
[null,null,null,null,null,null,null,null,null,null,null,733,0,0,0.965851525380924,null,null,3.544377898588047E-2,2.395894407579581E-2,6.0199999999999997E-2,null,0,0,0.965851525380924,null,2.7303754263517457E-2,0.11992,0]
[null,null,null,null,null,null,null,null,null,null,null,734,0,0,0.94348494618429779,null,null,3.4211697214391858E-2,2.3156627472965763E-2,5.8200000000000002E-2,null,0,0,0.94348494618429779,null,2.7303754263517457E-2,0.1162,0]
[null,null,null,null,null,null,null,null,null,null,null,735,0,0,0.91824733076731635,null,null,3.3101575810526772E-2,2.2407349095395847E-2,5.8999999999999997E-2,null,0,0,0.91824733076731635,null,2.7303754263517457E-2,0.11249000000000001,0]
[null,null,null,null,null,null,null,null,null,null,null,736,0,0,0.87767210620856262,null,null,3.2114416299763124E-2,2.1728979673861601E-2,5.6599999999999998E-2,null,0,0,0.87767210620856262,null,2.7303754263517457E-2,0.10938000000000001,0]
[null,null,null,null,null,null,null,null,null,null,null,737,0,0,0.81484965659117814,null,null,3.1196446661789334E-2,2.1116074389767741E-2,5.3999999999999999E-2,null,0,0,0.81484965659117814,null,2.7303754263517457E-2,0.10627,0]
[null,null,null,null,null,null,null,null,null,null,null,738,0,0,0.73968792181345577,null,null,3.0329642115100371E-2,2.0530393314133775E-2,5.4100000000000002E-2,null,0,0,0.73968792181345577,null,2.7303754263517457E-2,0.10317,0]
[null,null,null,null,null,null,null,null,null,null,null,739,0,0,0.66209484180507194,null,null,2.9495977878339841E-2,1.9933696517775362E-2,5.0900000000000001E-2,null,0,0,0.66209484180507194,null,2.7303754263517457E-2,0.10006,0]
[null,null,null,null,null,null,null,null,null,null,null,740,0,0,0.59197835649587438,null,null,2.8677429170151581E-2,1.9287744071509048E-2,5.0999999999999997E-2,null,0,0,0.59197835649587438,null,2.7303754263517457E-2,9.6950999999999996E-2,0]
[null,null,null,null,null,null,null,null,null,null,null,741,0,0,0.52661151981524246,null,null,2.7884739445725264E-2,1.8534415360268983E-2,4.99E-2,null,0,0,0.52661151981524246,null,2.7303754263517457E-2,9.4280000000000003E-2,0]
[null,null,null,null,null,null,null,null,null,null,null,742,0,0,0.45936089283007842,null,null,2.7127993401759899E-2,1.769670307307785E-2,4.8599999999999997E-2,null,0,0,0.45936089283007842,null,2.7303754263517457E-2,9.1609999999999997E-2,0]
[null,null,null,null,null,null,null,null,null,null,null,743,0,0,0.39427467630781837,null,null,2.6388178120075729E-2,1.6858037236778894E-2,4.65E-2,null,0,0,0.39427467630781837,null,2.7303754263517457E-2,8.8939000000000004E-2,0]
[null,null,null,null,null,null,null,null,null,null,null,744,0,0,0.33540107099199123,null,null,2.5646280682326793E-2,1.6101847878238075E-2,4.53E-2,null,0,0,0.33540107099199123,null,2.7303754263517457E-2,8.6268999999999998E-2,0]
[null,null,null,null,null,null,null,null,null,null,null,745,0,0,0.28678827762615439,null,null,2.4883288170167234E-2,1.5511565024318229E-2,4.4400000000000002E-2,null,0,0,0.28678827762615439,null,2.7303754263517457E-2,8.3598000000000006E-2,0]
[null,null,null,null,null,null,null,null,null,null,null,746,0,0,0.24620862894755913,null,null,2.4053101507525754E-2,1.5078450357197076E-2,4.2599999999999999E-2,null,0,0,0.24620862894755913,null,2.748122866587813E-2,8.1336000000000006E-2,0]
[null,null,null,null,null,null,null,null,null,null,null,747,0,0,0.20917505076034326,null,null,2.3168155749211109E-2,1.4717389011537161E-2,4.1799999999999997E-2,null,0,0,0.20917505076034326,null,2.7904436856962506E-2,7.9075000000000006E-2,0]
[null,null,null,null,null,null,null,null,null,null,null,748,0,0,0.17634663343421153,null,null,2.2297239172552316E-2,1.4397246192505941E-2,4.1000000000000002E-2,null,0,0,0.17634663343421153,null,2.8409556310834104E-2,7.6813000000000006E-2,0]
[null,null,null,null,null,null,null,null,null,null,null,749,0,0,0.14838246733413799,null,null,2.1509140054997811E-2,1.4086887105349936E-2,3.9800000000000002E-2,null,0,0,0.14838246733413799,null,2.8832764501917532E-2,7.4551999999999993E-2,0]
[null,null,null,null,null,null,null,null,null,null,null,750,0,0,0.12594164282513237,null,null,2.0872646673993352E-2,1.3755176955315007E-2,3.6499999999999998E-2,null,0,0,0.12594164282513237,null,2.9010238904626028E-2,7.2289999999999993E-2,0]
[null,null,null,null,null,null,null,null,null,null,null,751,0,0,0.10751678334236103,null,null,2.0386627618433781E-2,1.3408633245600682E-2,3.8899999999999997E-2,null,0,0,0.10751678334236103,null,2.9010238904987294E-2,7.0174E-2,0]
[null,null,null,null,null,null,null,null,null,null,null,752,0,0,9.122871199893505E-2,null,null,1.9979011072243705E-2,1.3068009979945901E-2,3.6600000000000001E-2,null,0,0,9.122871199893505E-2,null,2.9010238904987294E-2,6.8057000000000006E-2,0]
[null,null,null,null,null,null,null,null,null,null,null,753,0,0,7.7178818693919335E-2,null,null,1.96121747047646E-2,1.2723527113877512E-2,3.5499999999999997E-2,null,0,0,7.7178818693919335E-2,null,2.9010238904987294E-2,6.5941E-2,0]
[null,null,null,null,null,null,null,null,null,null,null,754,0,0,6.5468493323262794E-2,null,null,1.9248496185456689E-2,1.2365404603019254E-2,3.4000000000000002E-2,null,0,0,6.5468493323262794E-2,null,2.9010238904987294E-2,6.3824000000000006E-2,0]
[null,null,null,null,null,null,null,null,null,null,null,755,0,0,5.6199125782910316E-2,null,null,1.8850353183779731E-2,1.1983862402993914E-2,3.4000000000000002E-2,null,0,0,5.6199125782910316E-2,null,2.9010238904987294E-2,6.1707999999999999E-2,0]
[null,null,null,null,null,null,null,null,null,null,null,756,0,0,4.8733181537686979E-2,null,null,1.839697565565335E-2,1.153428140401026E-2,3.1399999999999997E-2,null,0,0,4.8733181537686979E-2,null,2.8832764502220665E-2,5.9609000000000002E-2,0]
[null,null,null,null,null,null,null,null,null,null,null,757,0,0,4.2294777979251116E-2,null,null,1.7912867470272219E-2,1.1020893286247528E-2,3.2199999999999999E-2,null,0,0,4.2294777979251116E-2,null,2.8409556311139131E-2,5.7509999999999999E-2,0]
[null,null,null,null,null,null,null,null,null,null,null,758,0,0,3.6777782894410256E-2,null,null,1.7428317168544816E-2,1.0507194192669928E-2,3.15E-2,null,0,0,3.6777782894410256E-2,null,2.7904436857267532E-2,5.5411000000000002E-2,0]
[null,null,null,null,null,null,null,null,null,null,null,759,0,0,3.2076064069860799E-2,null,null,1.6973613291101228E-2,1.0056680265806679E-2,2.92E-2,null,0,0,3.2076064069860799E-2,null,2.7481228666186946E-2,5.3311999999999998E-2,0]
[null,null,null,null,null,null,null,null,null,null,null,760,0,0,2.8083489292301384E-2,null,null,1.6579044378570888E-2,9.7328476481892256E-3,2.93E-2,null,0,0,2.8083489292301384E-2,null,2.730375426347845E-2,5.1213000000000002E-2,0]
[null,null,null,null,null,null,null,null,null,null,null,761,0,0,2.4548618313950998E-2,null,null,1.6263512609619959E-2,9.5246743435529399E-3,2.93E-2,null,0,0,2.4548618313950998E-2,null,2.7303754263517457E-2,4.9508999999999997E-2,0]
[null,null,null,null,null,null,null,null,null,null,null,762,0,0,2.1341409591456622E-2,null,null,1.599962764947185E-2,9.3629227788432478E-3,2.6499999999999999E-2,null,0,0,2.1341409591456622E-2,null,2.7303754263517457E-2,4.7806000000000001E-2,0]
[null,null,null,null,null,null,null,null,null,null,null,763,0,0,1.8537828967982145E-2,null,null,1.5748239268495341E-2,9.2237657288142226E-3,2.7300000000000001E-2,null,0,0,1.8537828967982145E-2,null,2.7303754263517457E-2,4.6101999999999997E-2,0]
[null,null,null,null,null,null,null,null,null,null,null,764,{"$f":"IF($F$27=1,R441,IF($F$27=2,V441,Z441))","v":0},{"$f":"IF($F$27=1,S441,IF($F$27=2,W441,AA441))","v":0},{"$f":"IF($F$27=1,T441,IF($F$27=2,X441,AB441))","v":1.6213842286723588E-2},null,null,1.5470197237078331E-2,9.0833759686885663E-3,2.5700000000000001E-2,null,0,0,1.6213842286723588E-2,null,2.7303754263517457E-2,4.4399000000000001E-2,0]
[null,null,null,null,null,null,null,null,null,null,null,765,0,0,1.444541539087831E-2,null,null,1.5126351325605162E-2,8.9179262736909862E-3,2.58E-2,null,0,0,1.444541539087831E-2,null,2.7303754263517457E-2,4.2694999999999997E-2,0]
[null,null,null,null,null,null,null,null,null,null,null,766,0,0,1.3091247609935021E-2,null,null,1.4659788136536999E-2,8.7178620066424573E-3,2.5600000000000001E-2,null,0,0,1.3091247609935021E-2,null,2.9406143340687321E-2,4.1433999999999999E-2,0]
[null,null,null,null,null,null,null,null,null,null,null,767,0,0,1.1940954349040321E-2,null,null,1.4076004625970126E-2,8.4975652186694839E-3,2.3599999999999999E-2,null,0,0,1.1940954349040321E-2,null,3.5112627981756052E-2,4.0171999999999999E-2,0]
[null,null,null,null,null,null,null,null,null,null,null,768,0,0,1.096687556235572E-2,null,null,1.3429466096392666E-2,8.2691137176422128E-3,2.1899999999999999E-2,null,0,0,1.096687556235572E-2,null,4.3522184294903586E-2,3.8911000000000001E-2,0]
[null,null,null,null,null,null,null,null,null,null,null,769,0,0,1.0141351204500182E-2,null,null,1.2774637849994117E-2,8.0445853113962663E-3,2.2499999999999999E-2,null,0,0,1.0141351204500182E-2,null,5.3733788389445834E-2,3.7649000000000002E-2,0]
[null,null,null,null,null,null,null,null,null,null,null,770,0,0,9.4367212300933371E-3,null,null,1.2165985188963533E-2,7.8360578077676032E-3,2.2499999999999999E-2,null,0,0,9.4367212300933371E-3,null,6.4846416374675961E-2,3.6387999999999997E-2,0]
[null,null,null,null,null,null,null,null,null,null,null,771,0,0,8.8145531921484353E-3,null,null,1.1590604675197175E-2,7.6427380145975068E-3,2.1499999999999998E-2,null,0,0,8.8145531921484353E-3,null,6.4846416374675961E-2,3.5285999999999998E-2,0]
[null,null,null,null,null,null,null,null,null,null,null,772,0,0,8.2573371165268784E-3,null,null,1.1011791588686329E-2,7.4559054030100061E-3,2.1600000000000001E-2,null,0,0,8.2573371165268784E-3,null,6.4846416374675961E-2,3.4185E-2,0]
[null,null,null,null,null,null,null,null,null,null,null,773,0,0,7.7687966676694021E-3,null,null,1.044830930681793E-2,7.2757467757065498E-3,2.01E-2,null,0,0,7.7687966676694021E-3,null,6.4846416374675961E-2,3.3083000000000001E-2,0]
[null,null,null,null,null,null,null,null,null,null,null,774,0,0,7.3526555099165261E-3,null,null,9.9189212073326812E-3,7.1024489353991825E-3,1.9800000000000002E-2,null,0,0,7.3526555099165261E-3,null,6.4846416374675961E-2,3.1981999999999997E-2,0]
[null,null,null,null,null,null,null,null,null,null,null,775,0,0,7.0126373076084339E-3,null,null,9.4423906679707344E-3,6.9361986847999426E-3,2.0199999999999999E-2,null,0,0,7.0126373076084339E-3,null,6.4846416374675961E-2,3.0880000000000001E-2,0]
[null,null,null,null,null,null,null,null,null,null,null,776,0,0,6.7350956301285882E-3,null,null,9.0179613190620161E-3,6.7775303162153E-3,1.9800000000000002E-2,null,0,0,6.7350956301285882E-3,null,6.4846416374675961E-2,2.9825999999999998E-2,0]
[null,null,null,null,null,null,null,null,null,null,null,777,0,0,6.4972805109579819E-3,null,null,8.6268198864260671E-3,6.6257119240784399E-3,1.9099999999999999E-2,null,0,0,6.4972805109579819E-3,null,6.4846416374675961E-2,2.8771999999999999E-2,0]
[null,null,null,null,null,null,null,null,null,null,null,778,0,0,6.2892603105091866E-3,null,null,8.2606443909881352E-3,6.4790310142751788E-3,1.7899999999999999E-2,null,0,0,6.2892603105091866E-3,null,6.4846416374675961E-2,2.7718E-2,0]
[null,null,null,null,null,null,null,null,null,null,null,779,0,0,6.1011033892083583E-3,null,null,7.911112853682194E-3,6.3357750926943211E-3,1.66E-2,null,0,0,6.1011033892083583E-3,null,6.4846416374675961E-2,2.6664E-2,0]
[null,null,null,null,null,null,null,null,null,null,null,780,0,0,5.9228781074815978E-3,null,null,7.5699032954421666E-3,6.1942316652246442E-3,1.6899999999999998E-2,null,0,0,5.9228781074815978E-3,null,6.4846416374675961E-2,2.5610000000000001E-2,0]

{"sheet":"Results Graphical","index":5,"n_rows":150,"n_cols":19,"rows_kept":150,"cut":false,"hidden":false,"merged":[[32,1,32,20],[64,1,64,20],[127,1,127,20],[149,1,149,20],[0,1,0,17],[1,1,1,12],[16,1,16,2],[16,4,16,5],[3,1,3,20]]}
[null,"This sheet displays several graphical results related to the ANSI/IES TM-30-18 calculations initiated on the Calculator sheet. For detailed numerical results, see the Results Numerical sheet. For printable reports, see the Simple Report, Intermediate Report,or Full Report sheets."]
[null,null,null,null,null,null,null,null,null,null,null,null,null,null,null,"Summary Results"]
[null,null,null,null,null,null,null,null,null,null,null,null,null,null,null,"Source Properties"]
[null,"Test Source and Reference Illuminant "]
[]
[]
[]
[]
[]
[]
[]
[]
[]
[]
[]
[]
[]
[]
[]
[]
[]
[]
[]
[]
[]
[]
[]
[]
[]
[]
[]
[]
[null,"TM-30 Calculation Visualizations"]
[]
[]
[]
[]
[]
[]
[null,null,null,null,null,null,null,null,null,null,null,null,null,null,null,null,null,null," "]
[]
[]
[]
[]
[]
[]
[]
[]
[]
[]
[]
[]
[]
[]
[]
[]
[]
[]
[]
[]
[]
[]
[]
[]
[null,"Color Rendition by Hue-Angle Bin"]
[]
[null,null,null,null,null,null,null,null,null,null,null,null,null,null,"Bin (j)","Hue Angle"]
[null,null,null,null,null,null,null,null,null,null,null,null,null,null,1,"0.0°–22.5°"]
[null,null,null,null,null,null,null,null,null,null,null,null,null,null,2,"22.5° - 45.0°"]
[null,null,null,null,null,null,null,null,null,null,null,null,null,null,3,"45.0° - 67.5°"]
[null,null,null,null,null,null,null,null,null,null,null,null,null,null,4,"67.5° - 90.0°"]
[null,null,null,null,null,null,null,null,null,null,null,null,null,null,5,"90.0°-112.5°"]
[null,null,null,null,null,null,null,null,null,null,null,null,null,null,6,"112.5°-135.0°"]
[null,null,null,null,null,null,null,null,null,null,null,null,null,null,7,"135.0°-157.5°"]
[null,null,null,null,null,null,null,null,null,null,null,null,null,null,8,"157.5°-180.0°"]
[null,null,null,null,null,null,null,null,null,null,null,null,null,null,9,"180.0°-202.5°"]
[null,null,null,null,null,null,null,null,null,null,null,null,null,null,10,"202.5°-225.0°"]
[null,null,null,null,null,null,null,null,null,null,null,null,null,null,11,"225.0°-247.5°"]
[null,null,null,null,null,null,null,null,null,null,null,null,null,null,12,"247.5°-270.0°"]
[null,null,null,null,null,null,null,null,null,null,null,null,null,null,13,"270.0°-292.5°"]
[null,null,null,null,null,null,null,null,null,null,null,null,null,null,14,"292.5°-315.0°"]
[null,null,null,null,null,null,null,null,null,null,null,null,null,null,15,"315.0°-337.5°"]
[null,null,null,null,null,null,null,null,null,null,null,null,null,null,16,"337.5°-360.0°"]
[]
[]
[]
[]
[]
[]
[]
[]
[]
[]
[]
[]
[]
[]
[]
[]
[]
[]
[]
[]
[]
[]
[]
[]
[]
[]
[]
[]
[]
[]
[]
[]
[]
[]
[]
[]
[]
[]
[]
[]
[]
[]
[]
[]
[null,"Color Rendition by Color Evaluation Sample (CES)"]
[]
[]
[]
[]
[]
[]
[]
[]
[]
[]
[]
[]
[]
[]
[]
[]
[]
[]
[]
[]
[]
[null,"Measure Comparisons"]

{"sheet":"Results Numerical","index":6,"n_rows":405,"n_cols":149,"rows_kept":405,"cut":false,"hidden":false,"merged":[[7,20,7,120],[78,20,78,120],[6,137,6,139],[3,137,3,139],[2,122,2,135],[15,137,15,139],[20,137,20,139],[25,137,25,139],[30,137,30,139],[7,1,8,1],[23,1,23,17],[65,1,65,17],[3,1,3,2],[3,4,3,11],[14,1,14,17]]}
[]
[]
[null,null,null,null,null,null,null,null,null,null,null,null,null,null,null,null,null,null,null,null,"Color Evaluation Sample (CES) Calculations",null,null,null,null,null,null,null,null,null,null,null,null,null,null,null,null,null,null,null,null,null,null,null,null,null,null,null,null,null,null,null,null,null,null,null,null,null,null,null,null,null,null,null,null,null,null,null,null,null,null,null,null,null,null,null,null,null,null,null,null,null,null,null,null,null,null,null,null,null,null,null,null,null,null,null,null,null,null,null,null,null,null,null,null,null,null,null,null,null,null,null,null,null,null,null,null,null,null,null,null,null,"Color Evaluation Sample (CES) Summary",null,null,null,null,null,null,null,null,null,null,null,null,null,null,"Calculation Parameters",null,null,null,"Spectral Power Distributions",null,null,null,null,{"$f":"SUM(EQ5:EQ405)","v":90.371831299999982}]
[null,"Global Averages",null,null,"Test SPD Properties",null,null,null,null,null,null,null,null,null,null,null,null,null,null,null,null,"Source","CES1","CES2","CES3","CES4","CES5","CES6","CES7","CES8","CES9","CES10","CES11","CES12","CES13","CES14","CES15","CES16","CES17","CES18","CES19","CES20","CES21","CES22","CES23","CES24","CES25","CES26","CES27","CES28","CES29","CES30","CES31","CES32","CES33","CES34","CES35","CES36","CES37","CES38","CES39","CES40","CES41","CES42","CES43","CES44","CES45","CES46","CES47","CES48","CES49","CES50","CES51","CES52","CES53","CES54","CES55","CES56","CES57","CES58","CES59","CES60","CES61","CES62","CES63","CES64","CES65","CES66","CES67","CES68","CES69","CES70","CES71","CES72","CES73","CES74","CES75","CES76","CES77","CES78","CES79","CES80","CES81","CES82","CES83","CES84","CES85","CES86","CES87","CES88","CES89","CES90","CES91","CES92","CES93","CES94","CES95","CES96","CES97","CES98","CES99",null,"i","J'r,i","a'r,i","b'r,i","J't,i","a't,i","b't,i","ΔE","ΔE2","hi","ΔC","ΔH","ΔHunwrap","j",null,"IES TM-30-18 Scaling Factor",null,null,null,"Wavelength (nm)","Test SPD","Test SPD\n(Y = 100)","Reference SPD\n(Y = 100)",null,"Test SPD (Max = 1)","WL for Vlookup","Ref SPD (Max =1)"]
[null,"Fidelity Index (Rf)",{"$f":"10*LN(EXP((100-$EI$5*AVERAGE(W5:DQ5))/10)+1)","v":42.350333556372874},null,"CCT",{"$f":"ROUND(RefCalc!D12,0)&\" K\"","v":"1775 K"},"u'",{"$f":"RefCalc!D10","v":0.32537484487737911},"x",{"$f":"RefCalc!D8","v":0.56797829584535264},"LER",{"$f":"683*SUMPRODUCT('Results Numerical'!EM5:EM405,CMF!C3:C403)/SUM('Results Numerical'!EM5:EM405)","v":358.68917571506489},null,null,null,null,null,null,null,null,"ΔE",null,{"$f":"POWER(POWER(W146-W75,2)+POWER(W147-W76,2)+POWER(W148-W77,2),1/2)","v":6.3326960725752386},10.8665972469427,7.554787916077693,10.156367814302868,15.533399657687259,10.268076386589334,12.685015097604149,13.529566987128199,0.7144313523077328,13.067053631258895,15.199021481793284,15.036472627351264,9.0988601734866261,3.6115259422715704,6.2058105634376073,11.55933486303727,11.965457075408594,7.4548264463850815,12.869349137679,13.145624315819727,14.612148217755806,14.442360241561756,5.3775811286617667,11.186332263971922,15.960562843725297,12.539996631062348,5.409551163135851,6.7027791777253114,10.665999879069009,4.8468335992845004,10.389540148349136,12.495966695837728,{"$f":"POWER(POWER(BC146-BC75,2)+POWER(BC147-BC76,2)+POWER(BC148-BC77,2),1/2)","v":5.698739399141588},11.510237693238146,6.0106511944943763,1.2019123576758912,7.5616799798801679,3.5127534246423409,2.8064302847021008,6.0514905575144633,1.4706156589524004,11.077594873853498,10.742031514630288,0.43156750547964806,8.1829425963709781,6.4790705305849103,2.2801549156653578,8.0257074314418677,7.2975003381284385,8.3285673633340078,8.958617177031309,10.834381559977132,12.131174004004093,6.1077761504316062,7.5945587243391719,11.657920411250611,12.460727448766049,11.761974154964763,7.3199111089843694,3.6423728867584146,7.6631475730543173,4.4582545451593072,4.7188981430041474,13.290490090252252,{"$f":"POWER(POWER(CI146-CI75,2)+POWER(CI147-CI76,2)+POWER(CI148-CI77,2),1/2)","v":10.737316383902071},14.280285135719565,14.384461981448286,11.282545032737733,8.1143647407923947,11.606255896763651,13.103907498620083,4.8083148922233274,12.870902262946458,3.5959073497307075,10.939331287477669,14.519631928371773,7.2324866403298804,11.09743908639822,6.0402870660850994,6.5251340184204141,7.612595483109148,3.2362478434878161,4.7225852802306729,1.9110653973899692,5.5137287140341158,8.1491669037459058,4.6179687111840728,5.1021963455102801,7.8468189107976496,5.1780938356354325,2.3463390992565691,8.3896157219605634,6.7304910983734061,11.609440347778937,7.1219823843150811,6.6201526678055878,9.7616110254588833,9.4281116785045977,10.396110863789982,null,"CES01",{"$f":"TRANSPOSE(W75:DQ77)","v":87.716950050338241},17.1936843573923,3.7153712402377432,{"$f":"TRANSPOSE(W146:DQ148)","v":88.204984716912762},11.461366404609148,1.068601019755556,{"$f":"TRANSPOSE(W5:DQ5)","v":6.3326960725752386},{"$f":"DZ5^2","v":40.103039547609853},{"$f":"MOD(ATAN2(DU5,DV5),2*PI())","v":0.21281709973949153},{"$f":"(TRANSPOSE(W134:DQ134)-TRANSPOSE(W63:DQ63))/TRANSPOSE(W63:DQ63)","v":-0.39175760245008079},{"$f":"(TRANSPOSE(W125:DQ125)-TRANSPOSE(W54:DQ54))","v":-6.8669456300443006},{"$f":"IF(ED5>-180,IF(ED5<180,ED5,ED5-360),ED5+360)","v":-6.8669456300443006},{"$f":"FLOOR((EB5/2/PI())*16,1)+1","v":1},null,"k",6.73,null,null,380,{"$f":"IF(Calculator!$C$3,OFFSET('SPD Library'!B5,0,Calculator!$C$3-1),Calculator!C6)","v":0},{"$f":"RefCalc!B5","v":0},{"$f":"RefCalc!F5","v":5.7731222067209063E-3},null,{"$f":"EM5/MAX($EM$5:$EM$405)","v":0},{"$f":"EL5","v":380},{"$f":"EO5/MAX($EO$5:$EO$405)","v":6.4720793221179648E-4}]
[null,"Gamut Index (Rg)",{"$f":"SUMPRODUCT(C69:R69,C70:R70)/SUMPRODUCT(C67:R67,C68:R68)*100","v":40.000246297759645},null,"Duv",{"$f":"RefCalc!D13","v":6.2462582425939963E-3},"v'",{"$f":"RefCalc!D11","v":0.54977904550011281},"y",{"$f":"RefCalc!D9","v":0.42653377962313399},null,null,null,null,null,null,null,null,null,null,"Rf,CESi",null,{"$f":"10*LN(EXP((100-$EI$5*W5)/10)+1)","v":57.413112636773171},27.526612952351158,49.229321049486465,32.061214349878803,4.9170196132219113,31.340997838945043,16.712536036932754,12.373187521978981,95.192611264878465,14.677990059302426,5.8521396701220834,6.3515948681918122,38.969791959096987,75.699588875276959,58.264423944524772,23.236182151570258,20.806117237351739,49.897325630265634,15.717260348344393,14.273560120990354,7.7960086179583419,8.4308139941306237,63.825800863802627,25.526711181731415,3.8961916304394011,17.512139916769996,63.611010246797768,54.931529524552616,28.795790051815707,67.392652050693357,30.560564224856357,17.757656594108383,{"$f":"10*LN(EXP((100-$EI$5*BC5)/10)+1)","v":61.668484250042937},23.534729382291246,59.574216694838285,91.912149194309933,49.183275807114825,76.3639962442181,81.115725100940921,59.300088532215,90.103978022453774,26.20340957632818,28.313537518805113,97.096157676857061,45.040058846560214,56.431335724318444,84.656663394229014,46.087135073414665,50.949288666116644,44.071390751094796,39.895324289231141,27.729740481568687,19.837075984663933,58.922312785075022,48.963637565757082,22.639647650130208,17.95504631526644,22.014477807855371,50.799395353400712,75.492097119451145,48.505564740630504,70.005065268934842,68.252681245901044,13.541357689753106,{"$f":"10*LN(EXP((100-$EI$5*CI5)/10)+1)","v":28.343403026872423},9.0666365590334959,8.654626166200293,24.931156297931057,45.496595993364288,22.951768349644645,14.487664688246333,67.651580083101933,15.708979563339792,75.804648078561186,27.069047809641372,8.1379134971430442,51.384207171812321,26.079638055975408,59.37528833489209,56.122443554252833,48.843162880265965,78.224059381843162,68.227893793888626,87.140172680723808,62.911149868798965,45.264882223500386,68.931223131227014,65.676279740462022,47.279745830337063,65.166225975964011,84.211339752898894,43.66564662890373,54.74580289409522,22.932498147400679,52.123695014886202,55.485379974543775,{"$f":"10*LN(EXP((100-$EI$5*DO5)/10)+1)","v":34.622956513257719},{"$f":"10*LN(EXP((100-$EI$5*DP5)/10)+1)","v":36.804165894303203},{"$f":"10*LN(EXP((100-$EI$5*DQ5)/10)+1)","v":30.518429311284766},null,"CES02",67.310292456901905,32.312712549685614,7.6361529386806923,66.870047845951007,23.193876570833709,1.7424316354133436,10.8665972469427,118.08293572726267,0.23206288268973546,-0.38205833971575714,-8.9999690771887622,{"$f":"IF(ED6>-180,IF(ED6<180,ED6,ED6-360),ED6+360)","v":-8.9999690771887622},{"$f":"FLOOR((EB6/2/PI())*16,1)+1","v":1},null,null,null,null,null,381,{"$f":"IF(Calculator!$C$3,OFFSET('SPD Library'!B6,0,Calculator!$C$3-1),Calculator!C7)","v":0},{"$f":"RefCalc!B6","v":0},{"$f":"RefCalc!F6","v":6.0258376601682664E-3},null,{"$f":"EM6/MAX($EM$5:$EM$405)","v":0},{"$f":"EL6","v":381},{"$f":"EO6/MAX($EO$5:$EO$405)","v":6.7553912635717956E-4}]
[null,null,null,null,null,null,null,null,null,null,null,null,null,null,null,null,null,null,null,null,null,null,null,null,null,null,null,null,null,null,null,null,null,null,null,null,null,null,null,null,null,null,null,null,null,null,null,null,null,null,null,null,null,null,null,null,null,null,null,null,null,null,null,null,null,null,null,null,null,null,null,null,null,null,null,null,null,null,null,null,null,null,null,null,null,null,null,null,null,null,null,null,null,null,null,null,null,null,null,null,null,null,null,null,null,null,null,null,null,null,null,null,null,null,null,null,null,null,null,null,null,null,"CES03",33.756530162739914,19.633562996975357,2.5964484640935743,31.804252479037206,12.758129980989194,0.14862225594125753,7.554787916077693,57.074820456913528,0.13148245381386778,-0.40841448422837762,-6.8659687638971656,-6.8659687638971656,1,null,"CIECAM02",null,null,null,382,{"$f":"IF(Calculator!$C$3,OFFSET('SPD Library'!B7,0,Calculator!$C$3-1),Calculator!C8)","v":0},{"$f":"RefCalc!B7","v":0},{"$f":"RefCalc!F7","v":6.2879889052923528E-3},null,0,382,7.0492813965157802E-4]
[null,"Local Averages",null,null,null,null,null,null,null,null,null,null,null,null,null,null,null,null,null,null,"CIECAM02 Calculations: Reference Illuminant",null,null,null,null,null,null,null,null,null,null,null,null,null,null,null,null,null,null,null,null,null,null,null,null,null,null,null,null,null,null,null,null,null,null,null,null,null,null,null,null,null,null,null,null,null,null,null,null,null,null,null,null,null,null,null,null,null,null,null,null,null,null,null,null,null,null,null,null,null,null,null,null,null,null,null,null,null,null,null,null,null,null,null,null,null,null,null,null,null,null,null,null,null,null,null,null,null,null,null,null,null,"CES04",72.311290082424676,17.523800277861902,9.4052002322589559,74.673252918676084,9.1554186696906505,4.1570455089685314,10.156367814302868,103.15180717940721,0.49258259357528456,-0.5509055026457842,-3.8023363493943023,-3.8023363493943023,2,null,"LA (cd/m2)",100,null,null,383,{"$f":"IF(Calculator!$C$3,OFFSET('SPD Library'!B8,0,Calculator!$C$3-1),Calculator!C9)","v":0},{"$f":"RefCalc!B8","v":0},{"$f":"RefCalc!F8","v":6.5598617699768576E-3},null,0,383,7.3540701542734288E-4]
[null,null,"j","j","j","j","j","j","j","j","j","j","j","j","j","j","j","j",null,null,"X",{"$f":"100*SUMPRODUCT($EO5:$EO405,CMF!$F3:$F403,CES!B$2:B$402)/SUMPRODUCT($EO5:$EO405,CMF!$G3:$G403)","v":136.31048168863174},{"$f":"100*SUMPRODUCT($EO5:$EO405,CMF!$F3:$F403,CES!C$2:C$402)/SUMPRODUCT($EO5:$EO405,CMF!$G3:$G403)","v":103.22854287859987},{"$f":"100*SUMPRODUCT($EO5:$EO405,CMF!$F3:$F403,CES!D$2:D$402)/SUMPRODUCT($EO5:$EO405,CMF!$G3:$G403)","v":61.642886353165508},{"$f":"100*SUMPRODUCT($EO5:$EO405,CMF!$F3:$F403,CES!E$2:E$402)/SUMPRODUCT($EO5:$EO405,CMF!$G3:$G403)","v":11.912341095390387},{"$f":"100*SUMPRODUCT($EO5:$EO405,CMF!$F3:$F403,CES!F$2:F$402)/SUMPRODUCT($EO5:$EO405,CMF!$G3:$G403)","v":63.814431804216525},{"$f":"100*SUMPRODUCT($EO5:$EO405,CMF!$F3:$F403,CES!G$2:G$402)/SUMPRODUCT($EO5:$EO405,CMF!$G3:$G403)","v":45.00231920501075},{"$f":"100*SUMPRODUCT($EO5:$EO405,CMF!$F3:$F403,CES!H$2:H$402)/SUMPRODUCT($EO5:$EO405,CMF!$G3:$G403)","v":32.267150031411234},{"$f":"100*SUMPRODUCT($EO5:$EO405,CMF!$F3:$F403,CES!I$2:I$402)/SUMPRODUCT($EO5:$EO405,CMF!$G3:$G403)","v":32.006271853674058},{"$f":"100*SUMPRODUCT($EO5:$EO405,CMF!$F3:$F403,CES!J$2:J$402)/SUMPRODUCT($EO5:$EO405,CMF!$G3:$G403)","v":30.091542367110652},{"$f":"100*SUMPRODUCT($EO5:$EO405,CMF!$F3:$F403,CES!K$2:K$402)/SUMPRODUCT($EO5:$EO405,CMF!$G3:$G403)","v":7.4134286972074168},{"$f":"100*SUMPRODUCT($EO5:$EO405,CMF!$F3:$F403,CES!L$2:L$402)/SUMPRODUCT($EO5:$EO405,CMF!$G3:$G403)","v":95.834090389998266},{"$f":"100*SUMPRODUCT($EO5:$EO405,CMF!$F3:$F403,CES!M$2:M$402)/SUMPRODUCT($EO5:$EO405,CMF!$G3:$G403)","v":52.944687952001523},{"$f":"100*SUMPRODUCT($EO5:$EO405,CMF!$F3:$F403,CES!N$2:N$402)/SUMPRODUCT($EO5:$EO405,CMF!$G3:$G403)","v":68.824228754943618},{"$f":"100*SUMPRODUCT($EO5:$EO405,CMF!$F3:$F403,CES!O$2:O$402)/SUMPRODUCT($EO5:$EO405,CMF!$G3:$G403)","v":25.2006624280978},{"$f":"100*SUMPRODUCT($EO5:$EO405,CMF!$F3:$F403,CES!P$2:P$402)/SUMPRODUCT($EO5:$EO405,CMF!$G3:$G403)","v":63.28961339809198},{"$f":"100*SUMPRODUCT($EO5:$EO405,CMF!$F3:$F403,CES!Q$2:Q$402)/SUMPRODUCT($EO5:$EO405,CMF!$G3:$G403)","v":65.889685927499301},{"$f":"100*SUMPRODUCT($EO5:$EO405,CMF!$F3:$F403,CES!R$2:R$402)/SUMPRODUCT($EO5:$EO405,CMF!$G3:$G403)","v":31.060788235396426},{"$f":"100*SUMPRODUCT($EO5:$EO405,CMF!$F3:$F403,CES!S$2:S$402)/SUMPRODUCT($EO5:$EO405,CMF!$G3:$G403)","v":30.891614289813074},{"$f":"100*SUMPRODUCT($EO5:$EO405,CMF!$F3:$F403,CES!T$2:T$402)/SUMPRODUCT($EO5:$EO405,CMF!$G3:$G403)","v":37.977595193811887},{"$f":"100*SUMPRODUCT($EO5:$EO405,CMF!$F3:$F403,CES!U$2:U$402)/SUMPRODUCT($EO5:$EO405,CMF!$G3:$G403)","v":68.098508159315543},{"$f":"100*SUMPRODUCT($EO5:$EO405,CMF!$F3:$F403,CES!V$2:V$402)/SUMPRODUCT($EO5:$EO405,CMF!$G3:$G403)","v":70.647763820134941},{"$f":"100*SUMPRODUCT($EO5:$EO405,CMF!$F3:$F403,CES!W$2:W$402)/SUMPRODUCT($EO5:$EO405,CMF!$G3:$G403)","v":112.92585240577716},{"$f":"100*SUMPRODUCT($EO5:$EO405,CMF!$F3:$F403,CES!X$2:X$402)/SUMPRODUCT($EO5:$EO405,CMF!$G3:$G403)","v":92.320469600604696},{"$f":"100*SUMPRODUCT($EO5:$EO405,CMF!$F3:$F403,CES!Y$2:Y$402)/SUMPRODUCT($EO5:$EO405,CMF!$G3:$G403)","v":111.39047458315206},{"$f":"100*SUMPRODUCT($EO5:$EO405,CMF!$F3:$F403,CES!Z$2:Z$402)/SUMPRODUCT($EO5:$EO405,CMF!$G3:$G403)","v":115.23900614738088},{"$f":"100*SUMPRODUCT($EO5:$EO405,CMF!$F3:$F403,CES!AA$2:AA$402)/SUMPRODUCT($EO5:$EO405,CMF!$G3:$G403)","v":66.704420374562332},{"$f":"100*SUMPRODUCT($EO5:$EO405,CMF!$F3:$F403,CES!AB$2:AB$402)/SUMPRODUCT($EO5:$EO405,CMF!$G3:$G403)","v":116.29058281952284},{"$f":"100*SUMPRODUCT($EO5:$EO405,CMF!$F3:$F403,CES!AC$2:AC$402)/SUMPRODUCT($EO5:$EO405,CMF!$G3:$G403)","v":60.278318123986388},{"$f":"100*SUMPRODUCT($EO5:$EO405,CMF!$F3:$F403,CES!AD$2:AD$402)/SUMPRODUCT($EO5:$EO405,CMF!$G3:$G403)","v":16.074085345075851},{"$f":"100*SUMPRODUCT($EO5:$EO405,CMF!$F3:$F403,CES!AE$2:AE$402)/SUMPRODUCT($EO5:$EO405,CMF!$G3:$G403)","v":101.41913631926376},{"$f":"100*SUMPRODUCT($EO5:$EO405,CMF!$F3:$F403,CES!AF$2:AF$402)/SUMPRODUCT($EO5:$EO405,CMF!$G3:$G403)","v":44.949198583790348},{"$f":"100*SUMPRODUCT($EO5:$EO405,CMF!$F3:$F403,CES!AG$2:AG$402)/SUMPRODUCT($EO5:$EO405,CMF!$G3:$G403)","v":105.08376777319643},{"$f":"100*SUMPRODUCT($EO5:$EO405,CMF!$F3:$F403,CES!AH$2:AH$402)/SUMPRODUCT($EO5:$EO405,CMF!$G3:$G403)","v":68.672024130452741},{"$f":"100*SUMPRODUCT($EO5:$EO405,CMF!$F3:$F403,CES!AI$2:AI$402)/SUMPRODUCT($EO5:$EO405,CMF!$G3:$G403)","v":104.92813602468807},{"$f":"100*SUMPRODUCT($EO5:$EO405,CMF!$F3:$F403,CES!AJ$2:AJ$402)/SUMPRODUCT($EO5:$EO405,CMF!$G3:$G403)","v":39.40811920487144},{"$f":"100*SUMPRODUCT($EO5:$EO405,CMF!$F3:$F403,CES!AK$2:AK$402)/SUMPRODUCT($EO5:$EO405,CMF!$G3:$G403)","v":15.511996211202588},{"$f":"100*SUMPRODUCT($EO5:$EO405,CMF!$F3:$F403,CES!AL$2:AL$402)/SUMPRODUCT($EO5:$EO405,CMF!$G3:$G403)","v":74.623185069979755},{"$f":"100*SUMPRODUCT($EO5:$EO405,CMF!$F3:$F403,CES!AM$2:AM$402)/SUMPRODUCT($EO5:$EO405,CMF!$G3:$G403)","v":19.952426738904361},{"$f":"100*SUMPRODUCT($EO5:$EO405,CMF!$F3:$F403,CES!AN$2:AN$402)/SUMPRODUCT($EO5:$EO405,CMF!$G3:$G403)","v":90.509460460312454},{"$f":"100*SUMPRODUCT($EO5:$EO405,CMF!$F3:$F403,CES!AO$2:AO$402)/SUMPRODUCT($EO5:$EO405,CMF!$G3:$G403)","v":10.612591044024052},{"$f":"100*SUMPRODUCT($EO5:$EO405,CMF!$F3:$F403,CES!AP$2:AP$402)/SUMPRODUCT($EO5:$EO405,CMF!$G3:$G403)","v":23.147609073264899},{"$f":"100*SUMPRODUCT($EO5:$EO405,CMF!$F3:$F403,CES!AQ$2:AQ$402)/SUMPRODUCT($EO5:$EO405,CMF!$G3:$G403)","v":94.328473913559961},{"$f":"100*SUMPRODUCT($EO5:$EO405,CMF!$F3:$F403,CES!AR$2:AR$402)/SUMPRODUCT($EO5:$EO405,CMF!$G3:$G403)","v":41.365527672343084},{"$f":"100*SUMPRODUCT($EO5:$EO405,CMF!$F3:$F403,CES!AS$2:AS$402)/SUMPRODUCT($EO5:$EO405,CMF!$G3:$G403)","v":47.27107914003409},{"$f":"100*SUMPRODUCT($EO5:$EO405,CMF!$F3:$F403,CES!AT$2:AT$402)/SUMPRODUCT($EO5:$EO405,CMF!$G3:$G403)","v":6.7412981510432335},{"$f":"100*SUMPRODUCT($EO5:$EO405,CMF!$F3:$F403,CES!AU$2:AU$402)/SUMPRODUCT($EO5:$EO405,CMF!$G3:$G403)","v":25.873709689415183},{"$f":"100*SUMPRODUCT($EO5:$EO405,CMF!$F3:$F403,CES!AV$2:AV$402)/SUMPRODUCT($EO5:$EO405,CMF!$G3:$G403)","v":38.173747835640427},{"$f":"100*SUMPRODUCT($EO5:$EO405,CMF!$F3:$F403,CES!AW$2:AW$402)/SUMPRODUCT($EO5:$EO405,CMF!$G3:$G403)","v":49.13329854673087},{"$f":"100*SUMPRODUCT($EO5:$EO405,CMF!$F3:$F403,CES!AX$2:AX$402)/SUMPRODUCT($EO5:$EO405,CMF!$G3:$G403)","v":52.071039558050792},{"$f":"100*SUMPRODUCT($EO5:$EO405,CMF!$F3:$F403,CES!AY$2:AY$402)/SUMPRODUCT($EO5:$EO405,CMF!$G3:$G403)","v":14.85083278750189},{"$f":"100*SUMPRODUCT($EO5:$EO405,CMF!$F3:$F403,CES!AZ$2:AZ$402)/SUMPRODUCT($EO5:$EO405,CMF!$G3:$G403)","v":22.415628562381208},{"$f":"100*SUMPRODUCT($EO5:$EO405,CMF!$F3:$F403,CES!BA$2:BA$402)/SUMPRODUCT($EO5:$EO405,CMF!$G3:$G403)","v":27.984403173851391},{"$f":"100*SUMPRODUCT($EO5:$EO405,CMF!$F3:$F403,CES!BB$2:BB$402)/SUMPRODUCT($EO5:$EO405,CMF!$G3:$G403)","v":10.519891969474225},{"$f":"100*SUMPRODUCT($EO5:$EO405,CMF!$F3:$F403,CES!BC$2:BC$402)/SUMPRODUCT($EO5:$EO405,CMF!$G3:$G403)","v":11.819758958577644},{"$f":"100*SUMPRODUCT($EO5:$EO405,CMF!$F3:$F403,CES!BD$2:BD$402)/SUMPRODUCT($EO5:$EO405,CMF!$G3:$G403)","v":78.15341549534493},{"$f":"100*SUMPRODUCT($EO5:$EO405,CMF!$F3:$F403,CES!BE$2:BE$402)/SUMPRODUCT($EO5:$EO405,CMF!$G3:$G403)","v":68.351631687997269},{"$f":"100*SUMPRODUCT($EO5:$EO405,CMF!$F3:$F403,CES!BF$2:BF$402)/SUMPRODUCT($EO5:$EO405,CMF!$G3:$G403)","v":32.514571701764403},{"$f":"100*SUMPRODUCT($EO5:$EO405,CMF!$F3:$F403,CES!BG$2:BG$402)/SUMPRODUCT($EO5:$EO405,CMF!$G3:$G403)","v":16.158536443754496},{"$f":"100*SUMPRODUCT($EO5:$EO405,CMF!$F3:$F403,CES!BH$2:BH$402)/SUMPRODUCT($EO5:$EO405,CMF!$G3:$G403)","v":13.287080181049332},{"$f":"100*SUMPRODUCT($EO5:$EO405,CMF!$F3:$F403,CES!BI$2:BI$402)/SUMPRODUCT($EO5:$EO405,CMF!$G3:$G403)","v":78.257637204506992},{"$f":"100*SUMPRODUCT($EO5:$EO405,CMF!$F3:$F403,CES!BJ$2:BJ$402)/SUMPRODUCT($EO5:$EO405,CMF!$G3:$G403)","v":90.638754319768893},{"$f":"100*SUMPRODUCT($EO5:$EO405,CMF!$F3:$F403,CES!BK$2:BK$402)/SUMPRODUCT($EO5:$EO405,CMF!$G3:$G403)","v":56.368891438785028},{"$f":"100*SUMPRODUCT($EO5:$EO405,CMF!$F3:$F403,CES!BL$2:BL$402)/SUMPRODUCT($EO5:$EO405,CMF!$G3:$G403)","v":43.800913730144138},{"$f":"100*SUMPRODUCT($EO5:$EO405,CMF!$F3:$F403,CES!BM$2:BM$402)/SUMPRODUCT($EO5:$EO405,CMF!$G3:$G403)","v":9.7877358622860946},{"$f":"100*SUMPRODUCT($EO5:$EO405,CMF!$F3:$F403,CES!BN$2:BN$402)/SUMPRODUCT($EO5:$EO405,CMF!$G3:$G403)","v":17.946487762360096},{"$f":"100*SUMPRODUCT($EO5:$EO405,CMF!$F3:$F403,CES!BO$2:BO$402)/SUMPRODUCT($EO5:$EO405,CMF!$G3:$G403)","v":9.021431992722249},{"$f":"100*SUMPRODUCT($EO5:$EO405,CMF!$F3:$F403,CES!BP$2:BP$402)/SUMPRODUCT($EO5:$EO405,CMF!$G3:$G403)","v":9.4789203775085689},{"$f":"100*SUMPRODUCT($EO5:$EO405,CMF!$F3:$F403,CES!BQ$2:BQ$402)/SUMPRODUCT($EO5:$EO405,CMF!$G3:$G403)","v":11.112726429050344},{"$f":"100*SUMPRODUCT($EO5:$EO405,CMF!$F3:$F403,CES!BR$2:BR$402)/SUMPRODUCT($EO5:$EO405,CMF!$G3:$G403)","v":31.942068955722643},{"$f":"100*SUMPRODUCT($EO5:$EO405,CMF!$F3:$F403,CES!BS$2:BS$402)/SUMPRODUCT($EO5:$EO405,CMF!$G3:$G403)","v":24.484094600155458},{"$f":"100*SUMPRODUCT($EO5:$EO405,CMF!$F3:$F403,CES!BT$2:BT$402)/SUMPRODUCT($EO5:$EO405,CMF!$G3:$G403)","v":42.695148475985505},{"$f":"100*SUMPRODUCT($EO5:$EO405,CMF!$F3:$F403,CES!BU$2:BU$402)/SUMPRODUCT($EO5:$EO405,CMF!$G3:$G403)","v":7.4023248169616105},{"$f":"100*SUMPRODUCT($EO5:$EO405,CMF!$F3:$F403,CES!BV$2:BV$402)/SUMPRODUCT($EO5:$EO405,CMF!$G3:$G403)","v":60.681111821898931},{"$f":"100*SUMPRODUCT($EO5:$EO405,CMF!$F3:$F403,CES!BW$2:BW$402)/SUMPRODUCT($EO5:$EO405,CMF!$G3:$G403)","v":20.378110982887623},{"$f":"100*SUMPRODUCT($EO5:$EO405,CMF!$F3:$F403,CES!BX$2:BX$402)/SUMPRODUCT($EO5:$EO405,CMF!$G3:$G403)","v":6.6614031897535293},{"$f":"100*SUMPRODUCT($EO5:$EO405,CMF!$F3:$F403,CES!BY$2:BY$402)/SUMPRODUCT($EO5:$EO405,CMF!$G3:$G403)","v":6.8105109383013875},{"$f":"100*SUMPRODUCT($EO5:$EO405,CMF!$F3:$F403,CES!BZ$2:BZ$402)/SUMPRODUCT($EO5:$EO405,CMF!$G3:$G403)","v":15.082258443957882},{"$f":"100*SUMPRODUCT($EO5:$EO405,CMF!$F3:$F403,CES!CA$2:CA$402)/SUMPRODUCT($EO5:$EO405,CMF!$G3:$G403)","v":15.656088512413616},{"$f":"100*SUMPRODUCT($EO5:$EO405,CMF!$F3:$F403,CES!CB$2:CB$402)/SUMPRODUCT($EO5:$EO405,CMF!$G3:$G403)","v":12.671249141261844},{"$f":"100*SUMPRODUCT($EO5:$EO405,CMF!$F3:$F403,CES!CC$2:CC$402)/SUMPRODUCT($EO5:$EO405,CMF!$G3:$G403)","v":56.262948084608922},{"$f":"100*SUMPRODUCT($EO5:$EO405,CMF!$F3:$F403,CES!CD$2:CD$402)/SUMPRODUCT($EO5:$EO405,CMF!$G3:$G403)","v":43.538693631137683},{"$f":"100*SUMPRODUCT($EO5:$EO405,CMF!$F3:$F403,CES!CE$2:CE$402)/SUMPRODUCT($EO5:$EO405,CMF!$G3:$G403)","v":19.347158811068038},{"$f":"100*SUMPRODUCT($EO5:$EO405,CMF!$F3:$F403,CES!CF$2:CF$402)/SUMPRODUCT($EO5:$EO405,CMF!$G3:$G403)","v":91.533562008391186},{"$f":"100*SUMPRODUCT($EO5:$EO405,CMF!$F3:$F403,CES!CG$2:CG$402)/SUMPRODUCT($EO5:$EO405,CMF!$G3:$G403)","v":56.915842023053287},{"$f":"100*SUMPRODUCT($EO5:$EO405,CMF!$F3:$F403,CES!CH$2:CH$402)/SUMPRODUCT($EO5:$EO405,CMF!$G3:$G403)","v":7.1233737865959528},{"$f":"100*SUMPRODUCT($EO5:$EO405,CMF!$F3:$F403,CES!CI$2:CI$402)/SUMPRODUCT($EO5:$EO405,CMF!$G3:$G403)","v":16.66616466828215},{"$f":"100*SUMPRODUCT($EO5:$EO405,CMF!$F3:$F403,CES!CJ$2:CJ$402)/SUMPRODUCT($EO5:$EO405,CMF!$G3:$G403)","v":50.291815101831219},{"$f":"100*SUMPRODUCT($EO5:$EO405,CMF!$F3:$F403,CES!CK$2:CK$402)/SUMPRODUCT($EO5:$EO405,CMF!$G3:$G403)","v":17.060137738927686},{"$f":"100*SUMPRODUCT($EO5:$EO405,CMF!$F3:$F403,CES!CL$2:CL$402)/SUMPRODUCT($EO5:$EO405,CMF!$G3:$G403)","v":47.461324030534577},{"$f":"100*SUMPRODUCT($EO5:$EO405,CMF!$F3:$F403,CES!CM$2:CM$402)/SUMPRODUCT($EO5:$EO405,CMF!$G3:$G403)","v":17.198301059156272},{"$f":"100*SUMPRODUCT($EO5:$EO405,CMF!$F3:$F403,CES!CN$2:CN$402)/SUMPRODUCT($EO5:$EO405,CMF!$G3:$G403)","v":22.907520391044958},{"$f":"100*SUMPRODUCT($EO5:$EO405,CMF!$F3:$F403,CES!CO$2:CO$402)/SUMPRODUCT($EO5:$EO405,CMF!$G3:$G403)","v":76.103849148274222},{"$f":"100*SUMPRODUCT($EO5:$EO405,CMF!$F3:$F403,CES!CP$2:CP$402)/SUMPRODUCT($EO5:$EO405,CMF!$G3:$G403)","v":39.50190801779312},{"$f":"100*SUMPRODUCT($EO5:$EO405,CMF!$F3:$F403,CES!CQ$2:CQ$402)/SUMPRODUCT($EO5:$EO405,CMF!$G3:$G403)","v":55.373380587694484},{"$f":"100*SUMPRODUCT($EO5:$EO405,CMF!$F3:$F403,CES!CR$2:CR$402)/SUMPRODUCT($EO5:$EO405,CMF!$G3:$G403)","v":22.221185826599729},{"$f":"100*SUMPRODUCT($EO5:$EO405,CMF!$F3:$F403,CES!CS$2:CS$402)/SUMPRODUCT($EO5:$EO405,CMF!$G3:$G403)","v":66.111163557504057},{"$f":"100*SUMPRODUCT($EO5:$EO405,CMF!$F3:$F403,CES!CT$2:CT$402)/SUMPRODUCT($EO5:$EO405,CMF!$G3:$G403)","v":83.488460907302908},{"$f":"100*SUMPRODUCT($EO5:$EO405,CMF!$F3:$F403,CES!CU$2:CU$402)/SUMPRODUCT($EO5:$EO405,CMF!$G3:$G403)","v":34.000494721068236},{"$f":"100*SUMPRODUCT($EO5:$EO405,CMF!$F3:$F403,CES!CV$2:CV$402)/SUMPRODUCT($EO5:$EO405,CMF!$G3:$G403)","v":63.717528416345694},{"$f":"100*SUMPRODUCT($EO5:$EO405,CMF!$F3:$F403,CES!CW$2:CW$402)/SUMPRODUCT($EO5:$EO405,CMF!$G3:$G403)","v":46.131117778934325},null,"CES05",56.624729876561922,37.00856437125011,11.416826948587568,53.174616171912938,24.613138569320903,2.7141469280824162,15.533399657687259,241.28650492543863,0.29922882597784711,-0.46502756202016388,-10.851836772269152,-10.851836772269152,1,null,"Yb",20,null,null,384,{"$f":"IF(Calculator!$C$3,OFFSET('SPD Library'!B9,0,Calculator!$C$3-1),Calculator!C10)","v":0},{"$f":"RefCalc!B9","v":0},{"$f":"RefCalc!F9","v":6.8417484129082466E-3},null,0,384,7.6700850674470296E-4]
[null,"Hue-Angle Bin (j)",1,2,3,4,5,6,7,8,9,10,11,12,13,14,15,16,null,null,"Y",{"$f":"100*SUMPRODUCT($EO5:$EO405,CMF!$G3:$G403,CES!B$2:B$402)/SUMPRODUCT($EO5:$EO405,CMF!$G3:$G403)","v":99.999999999999986},{"$f":"100*SUMPRODUCT($EO5:$EO405,CMF!$G3:$G403,CES!C$2:C$402)/SUMPRODUCT($EO5:$EO405,CMF!$G3:$G403)","v":68.303860622295318},{"$f":"100*SUMPRODUCT($EO5:$EO405,CMF!$G3:$G403,CES!D$2:D$402)/SUMPRODUCT($EO5:$EO405,CMF!$G3:$G403)","v":34.501901519212687},{"$f":"100*SUMPRODUCT($EO5:$EO405,CMF!$G3:$G403,CES!E$2:E$402)/SUMPRODUCT($EO5:$EO405,CMF!$G3:$G403)","v":7.0379003849742343},{"$f":"100*SUMPRODUCT($EO5:$EO405,CMF!$G3:$G403,CES!F$2:F$402)/SUMPRODUCT($EO5:$EO405,CMF!$G3:$G403)","v":40.895455361857152},{"$f":"100*SUMPRODUCT($EO5:$EO405,CMF!$G3:$G403,CES!G$2:G$402)/SUMPRODUCT($EO5:$EO405,CMF!$G3:$G403)","v":23.182170068728194},{"$f":"100*SUMPRODUCT($EO5:$EO405,CMF!$G3:$G403,CES!H$2:H$402)/SUMPRODUCT($EO5:$EO405,CMF!$G3:$G403)","v":19.885468421025138},{"$f":"100*SUMPRODUCT($EO5:$EO405,CMF!$G3:$G403,CES!I$2:I$402)/SUMPRODUCT($EO5:$EO405,CMF!$G3:$G403)","v":16.238885097195212},{"$f":"100*SUMPRODUCT($EO5:$EO405,CMF!$G3:$G403,CES!J$2:J$402)/SUMPRODUCT($EO5:$EO405,CMF!$G3:$G403)","v":15.377777956003232},{"$f":"100*SUMPRODUCT($EO5:$EO405,CMF!$G3:$G403,CES!K$2:K$402)/SUMPRODUCT($EO5:$EO405,CMF!$G3:$G403)","v":5.1404138269183557},{"$f":"100*SUMPRODUCT($EO5:$EO405,CMF!$G3:$G403,CES!L$2:L$402)/SUMPRODUCT($EO5:$EO405,CMF!$G3:$G403)","v":55.347432206436032},{"$f":"100*SUMPRODUCT($EO5:$EO405,CMF!$G3:$G403,CES!M$2:M$402)/SUMPRODUCT($EO5:$EO405,CMF!$G3:$G403)","v":30.020273079303621},{"$f":"100*SUMPRODUCT($EO5:$EO405,CMF!$G3:$G403,CES!N$2:N$402)/SUMPRODUCT($EO5:$EO405,CMF!$G3:$G403)","v":38.589376530846181},{"$f":"100*SUMPRODUCT($EO5:$EO405,CMF!$G3:$G403,CES!O$2:O$402)/SUMPRODUCT($EO5:$EO405,CMF!$G3:$G403)","v":14.588270110151633},{"$f":"100*SUMPRODUCT($EO5:$EO405,CMF!$G3:$G403,CES!P$2:P$402)/SUMPRODUCT($EO5:$EO405,CMF!$G3:$G403)","v":44.259396848625869},{"$f":"100*SUMPRODUCT($EO5:$EO405,CMF!$G3:$G403,CES!Q$2:Q$402)/SUMPRODUCT($EO5:$EO405,CMF!$G3:$G403)","v":42.71251238009593},{"$f":"100*SUMPRODUCT($EO5:$EO405,CMF!$G3:$G403,CES!R$2:R$402)/SUMPRODUCT($EO5:$EO405,CMF!$G3:$G403)","v":18.178121463278551},{"$f":"100*SUMPRODUCT($EO5:$EO405,CMF!$G3:$G403,CES!S$2:S$402)/SUMPRODUCT($EO5:$EO405,CMF!$G3:$G403)","v":19.161643603458678},{"$f":"100*SUMPRODUCT($EO5:$EO405,CMF!$G3:$G403,CES!T$2:T$402)/SUMPRODUCT($EO5:$EO405,CMF!$G3:$G403)","v":24.322330380614698},{"$f":"100*SUMPRODUCT($EO5:$EO405,CMF!$G3:$G403,CES!U$2:U$402)/SUMPRODUCT($EO5:$EO405,CMF!$G3:$G403)","v":44.398065334802716},{"$f":"100*SUMPRODUCT($EO5:$EO405,CMF!$G3:$G403,CES!V$2:V$402)/SUMPRODUCT($EO5:$EO405,CMF!$G3:$G403)","v":40.876358063072367},{"$f":"100*SUMPRODUCT($EO5:$EO405,CMF!$G3:$G403,CES!W$2:W$402)/SUMPRODUCT($EO5:$EO405,CMF!$G3:$G403)","v":73.643926414313739},{"$f":"100*SUMPRODUCT($EO5:$EO405,CMF!$G3:$G403,CES!X$2:X$402)/SUMPRODUCT($EO5:$EO405,CMF!$G3:$G403)","v":58.374750306504552},{"$f":"100*SUMPRODUCT($EO5:$EO405,CMF!$G3:$G403,CES!Y$2:Y$402)/SUMPRODUCT($EO5:$EO405,CMF!$G3:$G403)","v":79.431738334216547},{"$f":"100*SUMPRODUCT($EO5:$EO405,CMF!$G3:$G403,CES!Z$2:Z$402)/SUMPRODUCT($EO5:$EO405,CMF!$G3:$G403)","v":80.131987826082948},{"$f":"100*SUMPRODUCT($EO5:$EO405,CMF!$G3:$G403,CES!AA$2:AA$402)/SUMPRODUCT($EO5:$EO405,CMF!$G3:$G403)","v":44.512540557577999},{"$f":"100*SUMPRODUCT($EO5:$EO405,CMF!$G3:$G403,CES!AB$2:AB$402)/SUMPRODUCT($EO5:$EO405,CMF!$G3:$G403)","v":79.330755560934605},{"$f":"100*SUMPRODUCT($EO5:$EO405,CMF!$G3:$G403,CES!AC$2:AC$402)/SUMPRODUCT($EO5:$EO405,CMF!$G3:$G403)","v":43.207961886283059},{"$f":"100*SUMPRODUCT($EO5:$EO405,CMF!$G3:$G403,CES!AD$2:AD$402)/SUMPRODUCT($EO5:$EO405,CMF!$G3:$G403)","v":11.608585884016286},{"$f":"100*SUMPRODUCT($EO5:$EO405,CMF!$G3:$G403,CES!AE$2:AE$402)/SUMPRODUCT($EO5:$EO405,CMF!$G3:$G403)","v":70.850365412277895},{"$f":"100*SUMPRODUCT($EO5:$EO405,CMF!$G3:$G403,CES!AF$2:AF$402)/SUMPRODUCT($EO5:$EO405,CMF!$G3:$G403)","v":31.538534260528895},{"$f":"100*SUMPRODUCT($EO5:$EO405,CMF!$G3:$G403,CES!AG$2:AG$402)/SUMPRODUCT($EO5:$EO405,CMF!$G3:$G403)","v":74.239505253675532},{"$f":"100*SUMPRODUCT($EO5:$EO405,CMF!$G3:$G403,CES!AH$2:AH$402)/SUMPRODUCT($EO5:$EO405,CMF!$G3:$G403)","v":48.388350151592796},{"$f":"100*SUMPRODUCT($EO5:$EO405,CMF!$G3:$G403,CES!AI$2:AI$402)/SUMPRODUCT($EO5:$EO405,CMF!$G3:$G403)","v":75.190605139020576},{"$f":"100*SUMPRODUCT($EO5:$EO405,CMF!$G3:$G403,CES!AJ$2:AJ$402)/SUMPRODUCT($EO5:$EO405,CMF!$G3:$G403)","v":29.019822609335449},{"$f":"100*SUMPRODUCT($EO5:$EO405,CMF!$G3:$G403,CES!AK$2:AK$402)/SUMPRODUCT($EO5:$EO405,CMF!$G3:$G403)","v":11.6524177610012},{"$f":"100*SUMPRODUCT($EO5:$EO405,CMF!$G3:$G403,CES!AL$2:AL$402)/SUMPRODUCT($EO5:$EO405,CMF!$G3:$G403)","v":54.208973028423678},{"$f":"100*SUMPRODUCT($EO5:$EO405,CMF!$G3:$G403,CES!AM$2:AM$402)/SUMPRODUCT($EO5:$EO405,CMF!$G3:$G403)","v":15.356923198166514},{"$f":"100*SUMPRODUCT($EO5:$EO405,CMF!$G3:$G403,CES!AN$2:AN$402)/SUMPRODUCT($EO5:$EO405,CMF!$G3:$G403)","v":66.180831690378923},{"$f":"100*SUMPRODUCT($EO5:$EO405,CMF!$G3:$G403,CES!AO$2:AO$402)/SUMPRODUCT($EO5:$EO405,CMF!$G3:$G403)","v":7.7164986104751412},{"$f":"100*SUMPRODUCT($EO5:$EO405,CMF!$G3:$G403,CES!AP$2:AP$402)/SUMPRODUCT($EO5:$EO405,CMF!$G3:$G403)","v":16.806891906275975},{"$f":"100*SUMPRODUCT($EO5:$EO405,CMF!$G3:$G403,CES!AQ$2:AQ$402)/SUMPRODUCT($EO5:$EO405,CMF!$G3:$G403)","v":69.273267078292776},{"$f":"100*SUMPRODUCT($EO5:$EO405,CMF!$G3:$G403,CES!AR$2:AR$402)/SUMPRODUCT($EO5:$EO405,CMF!$G3:$G403)","v":34.539882503986135},{"$f":"100*SUMPRODUCT($EO5:$EO405,CMF!$G3:$G403,CES!AS$2:AS$402)/SUMPRODUCT($EO5:$EO405,CMF!$G3:$G403)","v":39.376012863612786},{"$f":"100*SUMPRODUCT($EO5:$EO405,CMF!$G3:$G403,CES!AT$2:AT$402)/SUMPRODUCT($EO5:$EO405,CMF!$G3:$G403)","v":4.9544956807691634},{"$f":"100*SUMPRODUCT($EO5:$EO405,CMF!$G3:$G403,CES!AU$2:AU$402)/SUMPRODUCT($EO5:$EO405,CMF!$G3:$G403)","v":22.410943556043772},{"$f":"100*SUMPRODUCT($EO5:$EO405,CMF!$G3:$G403,CES!AV$2:AV$402)/SUMPRODUCT($EO5:$EO405,CMF!$G3:$G403)","v":31.355686589653498},{"$f":"100*SUMPRODUCT($EO5:$EO405,CMF!$G3:$G403,CES!AW$2:AW$402)/SUMPRODUCT($EO5:$EO405,CMF!$G3:$G403)","v":36.817351041962183},{"$f":"100*SUMPRODUCT($EO5:$EO405,CMF!$G3:$G403,CES!AX$2:AX$402)/SUMPRODUCT($EO5:$EO405,CMF!$G3:$G403)","v":45.176882485812634},{"$f":"100*SUMPRODUCT($EO5:$EO405,CMF!$G3:$G403,CES!AY$2:AY$402)/SUMPRODUCT($EO5:$EO405,CMF!$G3:$G403)","v":12.865492640622602},{"$f":"100*SUMPRODUCT($EO5:$EO405,CMF!$G3:$G403,CES!AZ$2:AZ$402)/SUMPRODUCT($EO5:$EO405,CMF!$G3:$G403)","v":18.742314605465058},{"$f":"100*SUMPRODUCT($EO5:$EO405,CMF!$G3:$G403,CES!BA$2:BA$402)/SUMPRODUCT($EO5:$EO405,CMF!$G3:$G403)","v":22.405395917339309},{"$f":"100*SUMPRODUCT($EO5:$EO405,CMF!$G3:$G403,CES!BB$2:BB$402)/SUMPRODUCT($EO5:$EO405,CMF!$G3:$G403)","v":9.5099736299839588},{"$f":"100*SUMPRODUCT($EO5:$EO405,CMF!$G3:$G403,CES!BC$2:BC$402)/SUMPRODUCT($EO5:$EO405,CMF!$G3:$G403)","v":13.156436325586034},{"$f":"100*SUMPRODUCT($EO5:$EO405,CMF!$G3:$G403,CES!BD$2:BD$402)/SUMPRODUCT($EO5:$EO405,CMF!$G3:$G403)","v":62.827662370230051},{"$f":"100*SUMPRODUCT($EO5:$EO405,CMF!$G3:$G403,CES!BE$2:BE$402)/SUMPRODUCT($EO5:$EO405,CMF!$G3:$G403)","v":55.428341248887996},{"$f":"100*SUMPRODUCT($EO5:$EO405,CMF!$G3:$G403,CES!BF$2:BF$402)/SUMPRODUCT($EO5:$EO405,CMF!$G3:$G403)","v":32.338558801810748},{"$f":"100*SUMPRODUCT($EO5:$EO405,CMF!$G3:$G403,CES!BG$2:BG$402)/SUMPRODUCT($EO5:$EO405,CMF!$G3:$G403)","v":18.20494884624031},{"$f":"100*SUMPRODUCT($EO5:$EO405,CMF!$G3:$G403,CES!BH$2:BH$402)/SUMPRODUCT($EO5:$EO405,CMF!$G3:$G403)","v":15.332273679173747},{"$f":"100*SUMPRODUCT($EO5:$EO405,CMF!$G3:$G403,CES!BI$2:BI$402)/SUMPRODUCT($EO5:$EO405,CMF!$G3:$G403)","v":62.285347349271333},{"$f":"100*SUMPRODUCT($EO5:$EO405,CMF!$G3:$G403,CES!BJ$2:BJ$402)/SUMPRODUCT($EO5:$EO405,CMF!$G3:$G403)","v":67.826109999155747},{"$f":"100*SUMPRODUCT($EO5:$EO405,CMF!$G3:$G403,CES!BK$2:BK$402)/SUMPRODUCT($EO5:$EO405,CMF!$G3:$G403)","v":44.376484662804991},{"$f":"100*SUMPRODUCT($EO5:$EO405,CMF!$G3:$G403,CES!BL$2:BL$402)/SUMPRODUCT($EO5:$EO405,CMF!$G3:$G403)","v":32.493687738280194},{"$f":"100*SUMPRODUCT($EO5:$EO405,CMF!$G3:$G403,CES!BM$2:BM$402)/SUMPRODUCT($EO5:$EO405,CMF!$G3:$G403)","v":7.2001438234068731},{"$f":"100*SUMPRODUCT($EO5:$EO405,CMF!$G3:$G403,CES!BN$2:BN$402)/SUMPRODUCT($EO5:$EO405,CMF!$G3:$G403)","v":18.643061059653643},{"$f":"100*SUMPRODUCT($EO5:$EO405,CMF!$G3:$G403,CES!BO$2:BO$402)/SUMPRODUCT($EO5:$EO405,CMF!$G3:$G403)","v":8.4937799968363628},{"$f":"100*SUMPRODUCT($EO5:$EO405,CMF!$G3:$G403,CES!BP$2:BP$402)/SUMPRODUCT($EO5:$EO405,CMF!$G3:$G403)","v":9.685646236060192},{"$f":"100*SUMPRODUCT($EO5:$EO405,CMF!$G3:$G403,CES!BQ$2:BQ$402)/SUMPRODUCT($EO5:$EO405,CMF!$G3:$G403)","v":11.320405295955554},{"$f":"100*SUMPRODUCT($EO5:$EO405,CMF!$G3:$G403,CES!BR$2:BR$402)/SUMPRODUCT($EO5:$EO405,CMF!$G3:$G403)","v":26.167796451027833},{"$f":"100*SUMPRODUCT($EO5:$EO405,CMF!$G3:$G403,CES!BS$2:BS$402)/SUMPRODUCT($EO5:$EO405,CMF!$G3:$G403)","v":18.181591391320367},{"$f":"100*SUMPRODUCT($EO5:$EO405,CMF!$G3:$G403,CES!BT$2:BT$402)/SUMPRODUCT($EO5:$EO405,CMF!$G3:$G403)","v":35.341542010058546},{"$f":"100*SUMPRODUCT($EO5:$EO405,CMF!$G3:$G403,CES!BU$2:BU$402)/SUMPRODUCT($EO5:$EO405,CMF!$G3:$G403)","v":6.2107532751750485},{"$f":"100*SUMPRODUCT($EO5:$EO405,CMF!$G3:$G403,CES!BV$2:BV$402)/SUMPRODUCT($EO5:$EO405,CMF!$G3:$G403)","v":45.514410836730377},{"$f":"100*SUMPRODUCT($EO5:$EO405,CMF!$G3:$G403,CES!BW$2:BW$402)/SUMPRODUCT($EO5:$EO405,CMF!$G3:$G403)","v":18.356537521112951},{"$f":"100*SUMPRODUCT($EO5:$EO405,CMF!$G3:$G403,CES!BX$2:BX$402)/SUMPRODUCT($EO5:$EO405,CMF!$G3:$G403)","v":4.82281365383108},{"$f":"100*SUMPRODUCT($EO5:$EO405,CMF!$G3:$G403,CES!BY$2:BY$402)/SUMPRODUCT($EO5:$EO405,CMF!$G3:$G403)","v":5.5726094241070117},{"$f":"100*SUMPRODUCT($EO5:$EO405,CMF!$G3:$G403,CES!BZ$2:BZ$402)/SUMPRODUCT($EO5:$EO405,CMF!$G3:$G403)","v":12.070716908718413},{"$f":"100*SUMPRODUCT($EO5:$EO405,CMF!$G3:$G403,CES!CA$2:CA$402)/SUMPRODUCT($EO5:$EO405,CMF!$G3:$G403)","v":11.55725084649492},{"$f":"100*SUMPRODUCT($EO5:$EO405,CMF!$G3:$G403,CES!CB$2:CB$402)/SUMPRODUCT($EO5:$EO405,CMF!$G3:$G403)","v":10.150110337622062},{"$f":"100*SUMPRODUCT($EO5:$EO405,CMF!$G3:$G403,CES!CC$2:CC$402)/SUMPRODUCT($EO5:$EO405,CMF!$G3:$G403)","v":40.898119878453471},{"$f":"100*SUMPRODUCT($EO5:$EO405,CMF!$G3:$G403,CES!CD$2:CD$402)/SUMPRODUCT($EO5:$EO405,CMF!$G3:$G403)","v":30.792485745439755},{"$f":"100*SUMPRODUCT($EO5:$EO405,CMF!$G3:$G403,CES!CE$2:CE$402)/SUMPRODUCT($EO5:$EO405,CMF!$G3:$G403)","v":12.369064093103267},{"$f":"100*SUMPRODUCT($EO5:$EO405,CMF!$G3:$G403,CES!CF$2:CF$402)/SUMPRODUCT($EO5:$EO405,CMF!$G3:$G403)","v":66.561514256072314},{"$f":"100*SUMPRODUCT($EO5:$EO405,CMF!$G3:$G403,CES!CG$2:CG$402)/SUMPRODUCT($EO5:$EO405,CMF!$G3:$G403)","v":40.829066037042764},{"$f":"100*SUMPRODUCT($EO5:$EO405,CMF!$G3:$G403,CES!CH$2:CH$402)/SUMPRODUCT($EO5:$EO405,CMF!$G3:$G403)","v":4.8430513411737781},{"$f":"100*SUMPRODUCT($EO5:$EO405,CMF!$G3:$G403,CES!CI$2:CI$402)/SUMPRODUCT($EO5:$EO405,CMF!$G3:$G403)","v":11.098173913025844},{"$f":"100*SUMPRODUCT($EO5:$EO405,CMF!$G3:$G403,CES!CJ$2:CJ$402)/SUMPRODUCT($EO5:$EO405,CMF!$G3:$G403)","v":32.644137107074407},{"$f":"100*SUMPRODUCT($EO5:$EO405,CMF!$G3:$G403,CES!CK$2:CK$402)/SUMPRODUCT($EO5:$EO405,CMF!$G3:$G403)","v":10.357444420612303},{"$f":"100*SUMPRODUCT($EO5:$EO405,CMF!$G3:$G403,CES!CL$2:CL$402)/SUMPRODUCT($EO5:$EO405,CMF!$G3:$G403)","v":29.750601307003574},{"$f":"100*SUMPRODUCT($EO5:$EO405,CMF!$G3:$G403,CES!CM$2:CM$402)/SUMPRODUCT($EO5:$EO405,CMF!$G3:$G403)","v":10.251329857546704},{"$f":"100*SUMPRODUCT($EO5:$EO405,CMF!$G3:$G403,CES!CN$2:CN$402)/SUMPRODUCT($EO5:$EO405,CMF!$G3:$G403)","v":13.672534864160916},{"$f":"100*SUMPRODUCT($EO5:$EO405,CMF!$G3:$G403,CES!CO$2:CO$402)/SUMPRODUCT($EO5:$EO405,CMF!$G3:$G403)","v":54.218248161338174},{"$f":"100*SUMPRODUCT($EO5:$EO405,CMF!$G3:$G403,CES!CP$2:CP$402)/SUMPRODUCT($EO5:$EO405,CMF!$G3:$G403)","v":24.242176144616035},{"$f":"100*SUMPRODUCT($EO5:$EO405,CMF!$G3:$G403,CES!CQ$2:CQ$402)/SUMPRODUCT($EO5:$EO405,CMF!$G3:$G403)","v":36.10259404001556},{"$f":"100*SUMPRODUCT($EO5:$EO405,CMF!$G3:$G403,CES!CR$2:CR$402)/SUMPRODUCT($EO5:$EO405,CMF!$G3:$G403)","v":12.202741390020643},{"$f":"100*SUMPRODUCT($EO5:$EO405,CMF!$G3:$G403,CES!CS$2:CS$402)/SUMPRODUCT($EO5:$EO405,CMF!$G3:$G403)","v":41.383719580610943},{"$f":"100*SUMPRODUCT($EO5:$EO405,CMF!$G3:$G403,CES!CT$2:CT$402)/SUMPRODUCT($EO5:$EO405,CMF!$G3:$G403)","v":54.002599795355103},{"$f":"100*SUMPRODUCT($EO5:$EO405,CMF!$G3:$G403,CES!CU$2:CU$402)/SUMPRODUCT($EO5:$EO405,CMF!$G3:$G403)","v":21.016917720129683},{"$f":"100*SUMPRODUCT($EO5:$EO405,CMF!$G3:$G403,CES!CV$2:CV$402)/SUMPRODUCT($EO5:$EO405,CMF!$G3:$G403)","v":36.784599504227309},{"$f":"100*SUMPRODUCT($EO5:$EO405,CMF!$G3:$G403,CES!CW$2:CW$402)/SUMPRODUCT($EO5:$EO405,CMF!$G3:$G403)","v":24.464504350385308},null,"CES06",53.85399711966565,19.136956281476056,8.1143448191465506,54.133721765059022,10.026278092158277,3.3866932103367051,10.268076386589334,105.43339268083346,0.40103552968893469,-0.54990311171415285,-4.3136162684116002,-4.3136162684116002,2,null,"Did",1,null,null,385,{"$f":"IF(Calculator!$C$3,OFFSET('SPD Library'!B10,0,Calculator!$C$3-1),Calculator!C11)","v":0},{"$f":"RefCalc!B10","v":0},{"$f":"RefCalc!F10","v":7.1339473960116773E-3},null,0,385,7.9976608451234497E-4]
[null,"Local Chroma Shift (Rcs,hj)",null,null,null,{"$f":"(F$29-F$27)*COS(F$16)+(F$30-F$28)*SIN(F$16)","v":-0.47797012451190724},-0.45658401225439876,-0.3646821993193155,-0.33089377342823512,-0.44228260337612357,-0.34918381879668131,-0.43297603411801983,-0.39458244648788282,-0.35150455917975676,-0.31579185087459288,-0.31499868272250481,-0.20399473742647284,-0.29796384671431908,null,null,"Z",{"$f":"100*SUMPRODUCT($EO5:$EO405,CMF!$H3:$H403,CES!B$2:B$402)/SUMPRODUCT($EO5:$EO405,CMF!$G3:$G403)","v":9.4407478369753441},{"$f":"100*SUMPRODUCT($EO5:$EO405,CMF!$H3:$H403,CES!C$2:C$402)/SUMPRODUCT($EO5:$EO405,CMF!$G3:$G403)","v":5.5306643139886811},{"$f":"100*SUMPRODUCT($EO5:$EO405,CMF!$H3:$H403,CES!D$2:D$402)/SUMPRODUCT($EO5:$EO405,CMF!$G3:$G403)","v":1.897793672727581},{"$f":"100*SUMPRODUCT($EO5:$EO405,CMF!$H3:$H403,CES!E$2:E$402)/SUMPRODUCT($EO5:$EO405,CMF!$G3:$G403)","v":0.51656823636479587},{"$f":"100*SUMPRODUCT($EO5:$EO405,CMF!$H3:$H403,CES!F$2:F$402)/SUMPRODUCT($EO5:$EO405,CMF!$G3:$G403)","v":2.4311446855856564},{"$f":"100*SUMPRODUCT($EO5:$EO405,CMF!$H3:$H403,CES!G$2:G$402)/SUMPRODUCT($EO5:$EO405,CMF!$G3:$G403)","v":0.75476446748702497},{"$f":"100*SUMPRODUCT($EO5:$EO405,CMF!$H3:$H403,CES!H$2:H$402)/SUMPRODUCT($EO5:$EO405,CMF!$G3:$G403)","v":1.1254911112491992},{"$f":"100*SUMPRODUCT($EO5:$EO405,CMF!$H3:$H403,CES!I$2:I$402)/SUMPRODUCT($EO5:$EO405,CMF!$G3:$G403)","v":0.50700788215365933},{"$f":"100*SUMPRODUCT($EO5:$EO405,CMF!$H3:$H403,CES!J$2:J$402)/SUMPRODUCT($EO5:$EO405,CMF!$G3:$G403)","v":0.53590173796705232},{"$f":"100*SUMPRODUCT($EO5:$EO405,CMF!$H3:$H403,CES!K$2:K$402)/SUMPRODUCT($EO5:$EO405,CMF!$G3:$G403)","v":0.47291646848595398},{"$f":"100*SUMPRODUCT($EO5:$EO405,CMF!$H3:$H403,CES!L$2:L$402)/SUMPRODUCT($EO5:$EO405,CMF!$G3:$G403)","v":1.6773167816841228},{"$f":"100*SUMPRODUCT($EO5:$EO405,CMF!$H3:$H403,CES!M$2:M$402)/SUMPRODUCT($EO5:$EO405,CMF!$G3:$G403)","v":0.61151585547437637},{"$f":"100*SUMPRODUCT($EO5:$EO405,CMF!$H3:$H403,CES!N$2:N$402)/SUMPRODUCT($EO5:$EO405,CMF!$G3:$G403)","v":0.7419220821402287},{"$f":"100*SUMPRODUCT($EO5:$EO405,CMF!$H3:$H403,CES!O$2:O$402)/SUMPRODUCT($EO5:$EO405,CMF!$G3:$G403)","v":0.49796118971891989},{"$f":"100*SUMPRODUCT($EO5:$EO405,CMF!$H3:$H403,CES!P$2:P$402)/SUMPRODUCT($EO5:$EO405,CMF!$G3:$G403)","v":3.4063654763234177},{"$f":"100*SUMPRODUCT($EO5:$EO405,CMF!$H3:$H403,CES!Q$2:Q$402)/SUMPRODUCT($EO5:$EO405,CMF!$G3:$G403)","v":2.6574578206706811},{"$f":"100*SUMPRODUCT($EO5:$EO405,CMF!$H3:$H403,CES!R$2:R$402)/SUMPRODUCT($EO5:$EO405,CMF!$G3:$G403)","v":0.59120304600214191},{"$f":"100*SUMPRODUCT($EO5:$EO405,CMF!$H3:$H403,CES!S$2:S$402)/SUMPRODUCT($EO5:$EO405,CMF!$G3:$G403)","v":0.61615619746165795},{"$f":"100*SUMPRODUCT($EO5:$EO405,CMF!$H3:$H403,CES!T$2:T$402)/SUMPRODUCT($EO5:$EO405,CMF!$G3:$G403)","v":1.2008840472074898},{"$f":"100*SUMPRODUCT($EO5:$EO405,CMF!$H3:$H403,CES!U$2:U$402)/SUMPRODUCT($EO5:$EO405,CMF!$G3:$G403)","v":1.237538240918953},{"$f":"100*SUMPRODUCT($EO5:$EO405,CMF!$H3:$H403,CES!V$2:V$402)/SUMPRODUCT($EO5:$EO405,CMF!$G3:$G403)","v":0.8164911029780767},{"$f":"100*SUMPRODUCT($EO5:$EO405,CMF!$H3:$H403,CES!W$2:W$402)/SUMPRODUCT($EO5:$EO405,CMF!$G3:$G403)","v":1.8056667053290356},{"$f":"100*SUMPRODUCT($EO5:$EO405,CMF!$H3:$H403,CES!X$2:X$402)/SUMPRODUCT($EO5:$EO405,CMF!$G3:$G403)","v":1.2387620473473648},{"$f":"100*SUMPRODUCT($EO5:$EO405,CMF!$H3:$H403,CES!Y$2:Y$402)/SUMPRODUCT($EO5:$EO405,CMF!$G3:$G403)","v":5.3418404863992111},{"$f":"100*SUMPRODUCT($EO5:$EO405,CMF!$H3:$H403,CES!Z$2:Z$402)/SUMPRODUCT($EO5:$EO405,CMF!$G3:$G403)","v":3.0252155761625534},{"$f":"100*SUMPRODUCT($EO5:$EO405,CMF!$H3:$H403,CES!AA$2:AA$402)/SUMPRODUCT($EO5:$EO405,CMF!$G3:$G403)","v":0.59597518814930273},{"$f":"100*SUMPRODUCT($EO5:$EO405,CMF!$H3:$H403,CES!AB$2:AB$402)/SUMPRODUCT($EO5:$EO405,CMF!$G3:$G403)","v":2.3778714661898714},{"$f":"100*SUMPRODUCT($EO5:$EO405,CMF!$H3:$H403,CES!AC$2:AC$402)/SUMPRODUCT($EO5:$EO405,CMF!$G3:$G403)","v":2.5714850466303156},{"$f":"100*SUMPRODUCT($EO5:$EO405,CMF!$H3:$H403,CES!AD$2:AD$402)/SUMPRODUCT($EO5:$EO405,CMF!$G3:$G403)","v":0.49283038361206738},{"$f":"100*SUMPRODUCT($EO5:$EO405,CMF!$H3:$H403,CES!AE$2:AE$402)/SUMPRODUCT($EO5:$EO405,CMF!$G3:$G403)","v":2.3949860105796406},{"$f":"100*SUMPRODUCT($EO5:$EO405,CMF!$H3:$H403,CES!AF$2:AF$402)/SUMPRODUCT($EO5:$EO405,CMF!$G3:$G403)","v":1.7474352861337956},{"$f":"100*SUMPRODUCT($EO5:$EO405,CMF!$H3:$H403,CES!AG$2:AG$402)/SUMPRODUCT($EO5:$EO405,CMF!$G3:$G403)","v":2.6213357779768822},{"$f":"100*SUMPRODUCT($EO5:$EO405,CMF!$H3:$H403,CES!AH$2:AH$402)/SUMPRODUCT($EO5:$EO405,CMF!$G3:$G403)","v":1.1564040842403875},{"$f":"100*SUMPRODUCT($EO5:$EO405,CMF!$H3:$H403,CES!AI$2:AI$402)/SUMPRODUCT($EO5:$EO405,CMF!$G3:$G403)","v":4.3019996295646852},{"$f":"100*SUMPRODUCT($EO5:$EO405,CMF!$H3:$H403,CES!AJ$2:AJ$402)/SUMPRODUCT($EO5:$EO405,CMF!$G3:$G403)","v":0.69908438252233762},{"$f":"100*SUMPRODUCT($EO5:$EO405,CMF!$H3:$H403,CES!AK$2:AK$402)/SUMPRODUCT($EO5:$EO405,CMF!$G3:$G403)","v":0.5383510540405918},{"$f":"100*SUMPRODUCT($EO5:$EO405,CMF!$H3:$H403,CES!AL$2:AL$402)/SUMPRODUCT($EO5:$EO405,CMF!$G3:$G403)","v":4.5442638479590096},{"$f":"100*SUMPRODUCT($EO5:$EO405,CMF!$H3:$H403,CES!AM$2:AM$402)/SUMPRODUCT($EO5:$EO405,CMF!$G3:$G403)","v":0.60798074696747395},{"$f":"100*SUMPRODUCT($EO5:$EO405,CMF!$H3:$H403,CES!AN$2:AN$402)/SUMPRODUCT($EO5:$EO405,CMF!$G3:$G403)","v":4.4395834931480351},{"$f":"100*SUMPRODUCT($EO5:$EO405,CMF!$H3:$H403,CES!AO$2:AO$402)/SUMPRODUCT($EO5:$EO405,CMF!$G3:$G403)","v":0.5773795457820724},{"$f":"100*SUMPRODUCT($EO5:$EO405,CMF!$H3:$H403,CES!AP$2:AP$402)/SUMPRODUCT($EO5:$EO405,CMF!$G3:$G403)","v":1.0442388557739788},{"$f":"100*SUMPRODUCT($EO5:$EO405,CMF!$H3:$H403,CES!AQ$2:AQ$402)/SUMPRODUCT($EO5:$EO405,CMF!$G3:$G403)","v":5.7660768745853463},{"$f":"100*SUMPRODUCT($EO5:$EO405,CMF!$H3:$H403,CES!AR$2:AR$402)/SUMPRODUCT($EO5:$EO405,CMF!$G3:$G403)","v":1.142873388812617},{"$f":"100*SUMPRODUCT($EO5:$EO405,CMF!$H3:$H403,CES!AS$2:AS$402)/SUMPRODUCT($EO5:$EO405,CMF!$G3:$G403)","v":1.4608867233432403},{"$f":"100*SUMPRODUCT($EO5:$EO405,CMF!$H3:$H403,CES!AT$2:AT$402)/SUMPRODUCT($EO5:$EO405,CMF!$G3:$G403)","v":0.45133580095010095},{"$f":"100*SUMPRODUCT($EO5:$EO405,CMF!$H3:$H403,CES!AU$2:AU$402)/SUMPRODUCT($EO5:$EO405,CMF!$G3:$G403)","v":1.1651135555106722},{"$f":"100*SUMPRODUCT($EO5:$EO405,CMF!$H3:$H403,CES!AV$2:AV$402)/SUMPRODUCT($EO5:$EO405,CMF!$G3:$G403)","v":2.0811555837646289},{"$f":"100*SUMPRODUCT($EO5:$EO405,CMF!$H3:$H403,CES!AW$2:AW$402)/SUMPRODUCT($EO5:$EO405,CMF!$G3:$G403)","v":2.9343678971609677},{"$f":"100*SUMPRODUCT($EO5:$EO405,CMF!$H3:$H403,CES!AX$2:AX$402)/SUMPRODUCT($EO5:$EO405,CMF!$G3:$G403)","v":3.4998376735608288},{"$f":"100*SUMPRODUCT($EO5:$EO405,CMF!$H3:$H403,CES!AY$2:AY$402)/SUMPRODUCT($EO5:$EO405,CMF!$G3:$G403)","v":0.9097829264139643},{"$f":"100*SUMPRODUCT($EO5:$EO405,CMF!$H3:$H403,CES!AZ$2:AZ$402)/SUMPRODUCT($EO5:$EO405,CMF!$G3:$G403)","v":1.7083010075453864},{"$f":"100*SUMPRODUCT($EO5:$EO405,CMF!$H3:$H403,CES!BA$2:BA$402)/SUMPRODUCT($EO5:$EO405,CMF!$G3:$G403)","v":2.1075745118755651},{"$f":"100*SUMPRODUCT($EO5:$EO405,CMF!$H3:$H403,CES!BB$2:BB$402)/SUMPRODUCT($EO5:$EO405,CMF!$G3:$G403)","v":0.86629104118475753},{"$f":"100*SUMPRODUCT($EO5:$EO405,CMF!$H3:$H403,CES!BC$2:BC$402)/SUMPRODUCT($EO5:$EO405,CMF!$G3:$G403)","v":1.5837767152927127},{"$f":"100*SUMPRODUCT($EO5:$EO405,CMF!$H3:$H403,CES!BD$2:BD$402)/SUMPRODUCT($EO5:$EO405,CMF!$G3:$G403)","v":6.6104395849951967},{"$f":"100*SUMPRODUCT($EO5:$EO405,CMF!$H3:$H403,CES!BE$2:BE$402)/SUMPRODUCT($EO5:$EO405,CMF!$G3:$G403)","v":6.1807657523391279},{"$f":"100*SUMPRODUCT($EO5:$EO405,CMF!$H3:$H403,CES!BF$2:BF$402)/SUMPRODUCT($EO5:$EO405,CMF!$G3:$G403)","v":4.5070354754851438},{"$f":"100*SUMPRODUCT($EO5:$EO405,CMF!$H3:$H403,CES!BG$2:BG$402)/SUMPRODUCT($EO5:$EO405,CMF!$G3:$G403)","v":2.8688170776048119},{"$f":"100*SUMPRODUCT($EO5:$EO405,CMF!$H3:$H403,CES!BH$2:BH$402)/SUMPRODUCT($EO5:$EO405,CMF!$G3:$G403)","v":2.6382409816646706},{"$f":"100*SUMPRODUCT($EO5:$EO405,CMF!$H3:$H403,CES!BI$2:BI$402)/SUMPRODUCT($EO5:$EO405,CMF!$G3:$G403)","v":6.8033907759345658},{"$f":"100*SUMPRODUCT($EO5:$EO405,CMF!$H3:$H403,CES!BJ$2:BJ$402)/SUMPRODUCT($EO5:$EO405,CMF!$G3:$G403)","v":6.9301737144752753},{"$f":"100*SUMPRODUCT($EO5:$EO405,CMF!$H3:$H403,CES!BK$2:BK$402)/SUMPRODUCT($EO5:$EO405,CMF!$G3:$G403)","v":5.1179981818336246},{"$f":"100*SUMPRODUCT($EO5:$EO405,CMF!$H3:$H403,CES!BL$2:BL$402)/SUMPRODUCT($EO5:$EO405,CMF!$G3:$G403)","v":3.5430816780328875},{"$f":"100*SUMPRODUCT($EO5:$EO405,CMF!$H3:$H403,CES!BM$2:BM$402)/SUMPRODUCT($EO5:$EO405,CMF!$G3:$G403)","v":0.78039989255189723},{"$f":"100*SUMPRODUCT($EO5:$EO405,CMF!$H3:$H403,CES!BN$2:BN$402)/SUMPRODUCT($EO5:$EO405,CMF!$G3:$G403)","v":3.9297775349319704},{"$f":"100*SUMPRODUCT($EO5:$EO405,CMF!$H3:$H403,CES!BO$2:BO$402)/SUMPRODUCT($EO5:$EO405,CMF!$G3:$G403)","v":1.4425148535774939},{"$f":"100*SUMPRODUCT($EO5:$EO405,CMF!$H3:$H403,CES!BP$2:BP$402)/SUMPRODUCT($EO5:$EO405,CMF!$G3:$G403)","v":2.4767581827663103},{"$f":"100*SUMPRODUCT($EO5:$EO405,CMF!$H3:$H403,CES!BQ$2:BQ$402)/SUMPRODUCT($EO5:$EO405,CMF!$G3:$G403)","v":2.956597781140843},{"$f":"100*SUMPRODUCT($EO5:$EO405,CMF!$H3:$H403,CES!BR$2:BR$402)/SUMPRODUCT($EO5:$EO405,CMF!$G3:$G403)","v":4.1784370604594132},{"$f":"100*SUMPRODUCT($EO5:$EO405,CMF!$H3:$H403,CES!BS$2:BS$402)/SUMPRODUCT($EO5:$EO405,CMF!$G3:$G403)","v":2.3546167106840574},{"$f":"100*SUMPRODUCT($EO5:$EO405,CMF!$H3:$H403,CES!BT$2:BT$402)/SUMPRODUCT($EO5:$EO405,CMF!$G3:$G403)","v":6.4394292073198356},{"$f":"100*SUMPRODUCT($EO5:$EO405,CMF!$H3:$H403,CES!BU$2:BU$402)/SUMPRODUCT($EO5:$EO405,CMF!$G3:$G403)","v":1.6559520466922231},{"$f":"100*SUMPRODUCT($EO5:$EO405,CMF!$H3:$H403,CES!BV$2:BV$402)/SUMPRODUCT($EO5:$EO405,CMF!$G3:$G403)","v":5.1046469153041816},{"$f":"100*SUMPRODUCT($EO5:$EO405,CMF!$H3:$H403,CES!BW$2:BW$402)/SUMPRODUCT($EO5:$EO405,CMF!$G3:$G403)","v":4.8746861790442306},{"$f":"100*SUMPRODUCT($EO5:$EO405,CMF!$H3:$H403,CES!BX$2:BX$402)/SUMPRODUCT($EO5:$EO405,CMF!$G3:$G403)","v":0.51822169158471876},{"$f":"100*SUMPRODUCT($EO5:$EO405,CMF!$H3:$H403,CES!BY$2:BY$402)/SUMPRODUCT($EO5:$EO405,CMF!$G3:$G403)","v":1.5381586612230689},{"$f":"100*SUMPRODUCT($EO5:$EO405,CMF!$H3:$H403,CES!BZ$2:BZ$402)/SUMPRODUCT($EO5:$EO405,CMF!$G3:$G403)","v":4.0042570920191896},{"$f":"100*SUMPRODUCT($EO5:$EO405,CMF!$H3:$H403,CES!CA$2:CA$402)/SUMPRODUCT($EO5:$EO405,CMF!$G3:$G403)","v":2.5016180337042715},{"$f":"100*SUMPRODUCT($EO5:$EO405,CMF!$H3:$H403,CES!CB$2:CB$402)/SUMPRODUCT($EO5:$EO405,CMF!$G3:$G403)","v":3.388047732936855},{"$f":"100*SUMPRODUCT($EO5:$EO405,CMF!$H3:$H403,CES!CC$2:CC$402)/SUMPRODUCT($EO5:$EO405,CMF!$G3:$G403)","v":5.8851830930356597},{"$f":"100*SUMPRODUCT($EO5:$EO405,CMF!$H3:$H403,CES!CD$2:CD$402)/SUMPRODUCT($EO5:$EO405,CMF!$G3:$G403)","v":4.9694549812917579},{"$f":"100*SUMPRODUCT($EO5:$EO405,CMF!$H3:$H403,CES!CE$2:CE$402)/SUMPRODUCT($EO5:$EO405,CMF!$G3:$G403)","v":2.7069488009257672},{"$f":"100*SUMPRODUCT($EO5:$EO405,CMF!$H3:$H403,CES!CF$2:CF$402)/SUMPRODUCT($EO5:$EO405,CMF!$G3:$G403)","v":7.2156771268172051},{"$f":"100*SUMPRODUCT($EO5:$EO405,CMF!$H3:$H403,CES!CG$2:CG$402)/SUMPRODUCT($EO5:$EO405,CMF!$G3:$G403)","v":5.1430769598248398},{"$f":"100*SUMPRODUCT($EO5:$EO405,CMF!$H3:$H403,CES!CH$2:CH$402)/SUMPRODUCT($EO5:$EO405,CMF!$G3:$G403)","v":0.56187311964970577},{"$f":"100*SUMPRODUCT($EO5:$EO405,CMF!$H3:$H403,CES!CI$2:CI$402)/SUMPRODUCT($EO5:$EO405,CMF!$G3:$G403)","v":1.4630645686492396},{"$f":"100*SUMPRODUCT($EO5:$EO405,CMF!$H3:$H403,CES!CJ$2:CJ$402)/SUMPRODUCT($EO5:$EO405,CMF!$G3:$G403)","v":4.7422062148502473},{"$f":"100*SUMPRODUCT($EO5:$EO405,CMF!$H3:$H403,CES!CK$2:CK$402)/SUMPRODUCT($EO5:$EO405,CMF!$G3:$G403)","v":1.8283188189451034},{"$f":"100*SUMPRODUCT($EO5:$EO405,CMF!$H3:$H403,CES!CL$2:CL$402)/SUMPRODUCT($EO5:$EO405,CMF!$G3:$G403)","v":3.8234133186721477},{"$f":"100*SUMPRODUCT($EO5:$EO405,CMF!$H3:$H403,CES!CM$2:CM$402)/SUMPRODUCT($EO5:$EO405,CMF!$G3:$G403)","v":1.3608192941016952},{"$f":"100*SUMPRODUCT($EO5:$EO405,CMF!$H3:$H403,CES!CN$2:CN$402)/SUMPRODUCT($EO5:$EO405,CMF!$G3:$G403)","v":1.7518722565940443},{"$f":"100*SUMPRODUCT($EO5:$EO405,CMF!$H3:$H403,CES!CO$2:CO$402)/SUMPRODUCT($EO5:$EO405,CMF!$G3:$G403)","v":5.3556219883835503},{"$f":"100*SUMPRODUCT($EO5:$EO405,CMF!$H3:$H403,CES!CP$2:CP$402)/SUMPRODUCT($EO5:$EO405,CMF!$G3:$G403)","v":2.5881106664000311},{"$f":"100*SUMPRODUCT($EO5:$EO405,CMF!$H3:$H403,CES!CQ$2:CQ$402)/SUMPRODUCT($EO5:$EO405,CMF!$G3:$G403)","v":3.6580531985169946},{"$f":"100*SUMPRODUCT($EO5:$EO405,CMF!$H3:$H403,CES!CR$2:CR$402)/SUMPRODUCT($EO5:$EO405,CMF!$G3:$G403)","v":1.1627939330162829},{"$f":"100*SUMPRODUCT($EO5:$EO405,CMF!$H3:$H403,CES!CS$2:CS$402)/SUMPRODUCT($EO5:$EO405,CMF!$G3:$G403)","v":4.0176668049811495},{"$f":"100*SUMPRODUCT($EO5:$EO405,CMF!$H3:$H403,CES!CT$2:CT$402)/SUMPRODUCT($EO5:$EO405,CMF!$G3:$G403)","v":5.038918622667321},{"$f":"100*SUMPRODUCT($EO5:$EO405,CMF!$H3:$H403,CES!CU$2:CU$402)/SUMPRODUCT($EO5:$EO405,CMF!$G3:$G403)","v":1.7229180117082143},{"$f":"100*SUMPRODUCT($EO5:$EO405,CMF!$H3:$H403,CES!CV$2:CV$402)/SUMPRODUCT($EO5:$EO405,CMF!$G3:$G403)","v":2.5427257033598067},{"$f":"100*SUMPRODUCT($EO5:$EO405,CMF!$H3:$H403,CES!CW$2:CW$402)/SUMPRODUCT($EO5:$EO405,CMF!$G3:$G403)","v":1.5683295535593276},null,"CES07",48.51023173061094,36.02851571037619,10.728029263426938,44.504833440858235,27.444091366472446,2.2915577705168797,12.685015097604149,160.9096080264452,0.28940503277330526,-0.35583883264576804,-11.80861141388846,-11.80861141388846,1,null,"F",1,null,null,386,{"$f":"IF(Calculator!$C$3,OFFSET('SPD Library'!B11,0,Calculator!$C$3-1),Calculator!C12)","v":0},{"$f":"RefCalc!B11","v":0},{"$f":"RefCalc!F11","v":7.4367637560820276E-3},null,0,386,8.3371394551775961E-4]
[null,"Local Hue Shift (Rhs,hj)",{"$f":"-(C$29-C$27)*SIN(C$16)+(C$30-C$28)*COS(C$16)","v":-0.10997218766819433},-0.10359373544651307,-4.9249197609255724E-2,3.2749606503819473E-2,4.6078344887531028E-2,6.2826088175703731E-2,2.3888413753761217E-3,-5.457309202003393E-2,-8.4395588895794266E-2,3.9587580809502143E-2,0.17016732562674156,0.28998589356040411,8.4233483972425333E-2,-4.6932866529460437E-2,-7.9294339449025031E-3,-7.97841088875864E-2,null,null,"Xw",{"$f":"$V9","v":136.31048168863174},136.31048168863174,136.31048168863174,136.31048168863174,136.31048168863174,136.31048168863174,136.31048168863174,136.31048168863174,136.31048168863174,136.31048168863174,136.31048168863174,136.31048168863174,136.31048168863174,136.31048168863174,136.31048168863174,136.31048168863174,136.31048168863174,136.31048168863174,136.31048168863174,136.31048168863174,136.31048168863174,136.31048168863174,136.31048168863174,136.31048168863174,136.31048168863174,136.31048168863174,136.31048168863174,136.31048168863174,136.31048168863174,136.31048168863174,136.31048168863174,136.31048168863174,{"$f":"$V9","v":136.31048168863174},136.31048168863174,136.31048168863174,136.31048168863174,136.31048168863174,136.31048168863174,136.31048168863174,136.31048168863174,136.31048168863174,136.31048168863174,136.31048168863174,136.31048168863174,136.31048168863174,136.31048168863174,136.31048168863174,136.31048168863174,136.31048168863174,136.31048168863174,136.31048168863174,136.31048168863174,136.31048168863174,136.31048168863174,136.31048168863174,136.31048168863174,136.31048168863174,136.31048168863174,136.31048168863174,136.31048168863174,136.31048168863174,136.31048168863174,136.31048168863174,136.31048168863174,{"$f":"$V9","v":136.31048168863174},136.31048168863174,136.31048168863174,136.31048168863174,136.31048168863174,136.31048168863174,136.31048168863174,136.31048168863174,136.31048168863174,136.31048168863174,136.31048168863174,136.31048168863174,136.31048168863174,136.31048168863174,136.31048168863174,136.31048168863174,136.31048168863174,136.31048168863174,136.31048168863174,136.31048168863174,136.31048168863174,136.31048168863174,136.31048168863174,136.31048168863174,136.31048168863174,136.31048168863174,136.31048168863174,136.31048168863174,136.31048168863174,136.31048168863174,136.31048168863174,136.31048168863174,136.31048168863174,136.31048168863174,136.31048168863174,136.31048168863174,null,"CES08",47.435457513092075,35.153985863343891,9.8135105014454123,42.547612023654459,25.27233607541022,1.9706062690067683,13.529566987128199,183.04918285918922,0.27222759087996817,-0.39735406235654819,-11.13888461304518,-11.13888461304518,1,null,"c",0.69,null,null,387,{"$f":"IF(Calculator!$C$3,OFFSET('SPD Library'!B12,0,Calculator!$C$3-1),Calculator!C13)","v":0},{"$f":"RefCalc!B12","v":0},{"$f":"RefCalc!F12","v":7.7505090755716618E-3},null,0,387,8.6888702036305233E-4]
[null,"Local Color Fidelity (Rf,hj)",{"$f":"10*LN(EXP((100-$EI$5*C21)/10)+1)","v":35.153906033467422},29.444693444118457,10.343149162029519,44.827032280487273,65.700549782880316,46.822603251791087,50.725189155993903,41.679387130296561,33.969193583782491,28.793593550553599,32.153981189822986,30.672090211756814,58.778521368426084,67.762369350711182,65.967763233612075,53.071813686184292,null,null,"Yw",{"$f":"$V10","v":99.999999999999986},99.999999999999986,99.999999999999986,99.999999999999986,99.999999999999986,99.999999999999986,99.999999999999986,99.999999999999986,99.999999999999986,99.999999999999986,99.999999999999986,99.999999999999986,99.999999999999986,99.999999999999986,99.999999999999986,99.999999999999986,99.999999999999986,99.999999999999986,99.999999999999986,99.999999999999986,99.999999999999986,99.999999999999986,99.999999999999986,99.999999999999986,99.999999999999986,99.999999999999986,99.999999999999986,99.999999999999986,99.999999999999986,99.999999999999986,99.999999999999986,99.999999999999986,{"$f":"$V10","v":99.999999999999986},99.999999999999986,99.999999999999986,99.999999999999986,99.999999999999986,99.999999999999986,99.999999999999986,99.999999999999986,99.999999999999986,99.999999999999986,99.999999999999986,99.999999999999986,99.999999999999986,99.999999999999986,99.999999999999986,99.999999999999986,99.999999999999986,99.999999999999986,99.999999999999986,99.999999999999986,99.999999999999986,99.999999999999986,99.999999999999986,99.999999999999986,99.999999999999986,99.999999999999986,99.999999999999986,99.999999999999986,99.999999999999986,99.999999999999986,99.999999999999986,99.999999999999986,{"$f":"$V10","v":99.999999999999986},99.999999999999986,99.999999999999986,99.999999999999986,99.999999999999986,99.999999999999986,99.999999999999986,99.999999999999986,99.999999999999986,99.999999999999986,99.999999999999986,99.999999999999986,99.999999999999986,99.999999999999986,99.999999999999986,99.999999999999986,99.999999999999986,99.999999999999986,99.999999999999986,99.999999999999986,99.999999999999986,99.999999999999986,99.999999999999986,99.999999999999986,99.999999999999986,99.999999999999986,99.999999999999986,99.999999999999986,99.999999999999986,99.999999999999986,99.999999999999986,99.999999999999986,99.999999999999986,99.999999999999986,99.999999999999986,99.999999999999986,null,"CES09",29.322582662347294,5.7867872707623844,0.18750956094739923,28.772788173244926,5.5183977301396467,-0.18141486410092683,0.7144313523077328,0.51041215716025579,3.2391717163019328E-2,-4.9341491177480552E-2,356.26119622753293,-3.7388037724670653,1,null,"Nc",1,null,null,388,{"$f":"IF(Calculator!$C$3,OFFSET('SPD Library'!B13,0,Calculator!$C$3-1),Calculator!C14)","v":0},{"$f":"RefCalc!B13","v":0},{"$f":"RefCalc!F13","v":8.0755015524971909E-3},null,0,388,9.0532098130198622E-4]
[null,null,null,null,null,null,null,null,null,null,null,null,null,null,null,null,null,null,null,null,"Zw",{"$f":"$V11","v":9.4407478369753441},9.4407478369753441,9.4407478369753441,9.4407478369753441,9.4407478369753441,9.4407478369753441,9.4407478369753441,9.4407478369753441,9.4407478369753441,9.4407478369753441,9.4407478369753441,9.4407478369753441,9.4407478369753441,9.4407478369753441,9.4407478369753441,9.4407478369753441,9.4407478369753441,9.4407478369753441,9.4407478369753441,9.4407478369753441,9.4407478369753441,9.4407478369753441,9.4407478369753441,9.4407478369753441,9.4407478369753441,9.4407478369753441,9.4407478369753441,9.4407478369753441,9.4407478369753441,9.4407478369753441,9.4407478369753441,9.4407478369753441,{"$f":"$V11","v":9.4407478369753441},9.4407478369753441,9.4407478369753441,9.4407478369753441,9.4407478369753441,9.4407478369753441,9.4407478369753441,9.4407478369753441,9.4407478369753441,9.4407478369753441,9.4407478369753441,9.4407478369753441,9.4407478369753441,9.4407478369753441,9.4407478369753441,9.4407478369753441,9.4407478369753441,9.4407478369753441,9.4407478369753441,9.4407478369753441,9.4407478369753441,9.4407478369753441,9.4407478369753441,9.4407478369753441,9.4407478369753441,9.4407478369753441,9.4407478369753441,9.4407478369753441,9.4407478369753441,9.4407478369753441,9.4407478369753441,9.4407478369753441,{"$f":"$V11","v":9.4407478369753441},9.4407478369753441,9.4407478369753441,9.4407478369753441,9.4407478369753441,9.4407478369753441,9.4407478369753441,9.4407478369753441,9.4407478369753441,9.4407478369753441,9.4407478369753441,9.4407478369753441,9.4407478369753441,9.4407478369753441,9.4407478369753441,9.4407478369753441,9.4407478369753441,9.4407478369753441,9.4407478369753441,9.4407478369753441,9.4407478369753441,9.4407478369753441,9.4407478369753441,9.4407478369753441,9.4407478369753441,9.4407478369753441,9.4407478369753441,9.4407478369753441,9.4407478369753441,9.4407478369753441,9.4407478369753441,9.4407478369753441,9.4407478369753441,9.4407478369753441,9.4407478369753441,9.4407478369753441,null,"CES10",80.130572926136253,29.253496699738498,17.49730414155778,82.04850422194491,21.239581139069756,7.3559734826538223,13.067053631258895,170.74789060219629,0.53904110396060334,-0.43043431447335556,-11.782108775642953,-11.782108775642953,2,null,"D",{"$f":"IF(EI10=1,1,IF(EI10<1,EI10,EI11*(1-(1/3.6)*EXP((-EI8-42)/92))))","v":1},null,null,389,{"$f":"IF(Calculator!$C$3,OFFSET('SPD Library'!B14,0,Calculator!$C$3-1),Calculator!C15)","v":0},{"$f":"RefCalc!B14","v":0},{"$f":"RefCalc!F14","v":8.4120660694277198E-3},null,0,389,9.4305224997405447E-4]
[null,"Hue-Angle Bin Averages",null,null,null,null,null,null,null,null,null,null,null,null,null,null,null,null,null,null,null,null,null,null,null,null,null,null,null,null,null,null,null,null,null,null,null,null,null,null,null,null,null,null,null,null,null,null,null,null,null,null,null,null,null,null,null,null,null,null,null,null,null,null,null,null,null,null,null,null,null,null,null,null,null,null,null,null,null,null,null,null,null,null,null,null,null,null,null,null,null,null,null,null,null,null,null,null,null,null,null,null,null,null,null,null,null,null,null,null,null,null,null,null,null,null,null,null,null,null,null,null,"CES11",63.06428269908632,27.073738966194668,18.610968859639691,65.604386021067512,16.499885144422869,7.9925064251119977,15.199021481793284,231.01025400401372,0.6022314959280195,-0.53459270237599665,-8.6598819769446465,-8.6598819769446465,2,null,null,null,null,null,390,{"$f":"IF(Calculator!$C$3,OFFSET('SPD Library'!B15,0,Calculator!$C$3-1),Calculator!C16)","v":2.4300000000000001E-5},{"$f":"RefCalc!B15","v":5.1200667551423913E-5},{"$f":"RefCalc!F15","v":8.7605342615171E-3},null,2.4300000000000001E-5,390,9.8211800503137736E-4]
[null,"θj",{"$f":"(-PI()/16+PI()/8*C10)","v":0.19634954084936207},0.58904862254808621,0.98174770424681035,1.3744467859455345,1.7671458676442586,2.1598449493429825,2.5525440310417071,2.9452431127404308,3.3379421944391554,3.7306412761378791,4.1233403578366028,4.5160394395353274,4.908738521234052,5.3014376029327757,5.6941366846314994,6.0868357663302239,{"$f":"C16","v":0.19634954084936207},null,"k",{"$f":"1/(5*$EI$8+1)","v":1.996007984031936E-3},1.996007984031936E-3,1.996007984031936E-3,1.996007984031936E-3,1.996007984031936E-3,1.996007984031936E-3,1.996007984031936E-3,1.996007984031936E-3,1.996007984031936E-3,1.996007984031936E-3,1.996007984031936E-3,1.996007984031936E-3,1.996007984031936E-3,1.996007984031936E-3,1.996007984031936E-3,1.996007984031936E-3,1.996007984031936E-3,1.996007984031936E-3,1.996007984031936E-3,1.996007984031936E-3,1.996007984031936E-3,1.996007984031936E-3,1.996007984031936E-3,1.996007984031936E-3,1.996007984031936E-3,1.996007984031936E-3,1.996007984031936E-3,1.996007984031936E-3,1.996007984031936E-3,1.996007984031936E-3,1.996007984031936E-3,1.996007984031936E-3,{"$f":"1/(5*$EI$8+1)","v":1.996007984031936E-3},1.996007984031936E-3,1.996007984031936E-3,1.996007984031936E-3,1.996007984031936E-3,1.996007984031936E-3,1.996007984031936E-3,1.996007984031936E-3,1.996007984031936E-3,1.996007984031936E-3,1.996007984031936E-3,1.996007984031936E-3,1.996007984031936E-3,1.996007984031936E-3,1.996007984031936E-3,1.996007984031936E-3,1.996007984031936E-3,1.996007984031936E-3,1.996007984031936E-3,1.996007984031936E-3,1.996007984031936E-3,1.996007984031936E-3,1.996007984031936E-3,1.996007984031936E-3,1.996007984031936E-3,1.996007984031936E-3,1.996007984031936E-3,1.996007984031936E-3,1.996007984031936E-3,1.996007984031936E-3,1.996007984031936E-3,1.996007984031936E-3,{"$f":"1/(5*$EI$8+1)","v":1.996007984031936E-3},1.996007984031936E-3,1.996007984031936E-3,1.996007984031936E-3,1.996007984031936E-3,1.996007984031936E-3,1.996007984031936E-3,1.996007984031936E-3,1.996007984031936E-3,1.996007984031936E-3,1.996007984031936E-3,1.996007984031936E-3,1.996007984031936E-3,1.996007984031936E-3,1.996007984031936E-3,1.996007984031936E-3,1.996007984031936E-3,1.996007984031936E-3,1.996007984031936E-3,1.996007984031936E-3,1.996007984031936E-3,1.996007984031936E-3,1.996007984031936E-3,1.996007984031936E-3,1.996007984031936E-3,1.996007984031936E-3,1.996007984031936E-3,1.996007984031936E-3,1.996007984031936E-3,1.996007984031936E-3,1.996007984031936E-3,1.996007984031936E-3,1.996007984031936E-3,1.996007984031936E-3,1.996007984031936E-3,1.996007984031936E-3,null,"CES12",69.630465683468756,29.605753215889489,19.652170369049045,71.5092214822687,20.460545773768711,7.8652722799783632,15.036472627351264,226.09550907308383,0.58601234595497964,-0.48061889448793965,-12.548692407469833,-12.548692407469833,2,null,"MCAT02",null,null,null,391,{"$f":"IF(Calculator!$C$3,OFFSET('SPD Library'!B16,0,Calculator!$C$3-1),Calculator!C17)","v":1.26E-4},{"$f":"RefCalc!B16","v":2.654849428592351E-4},{"$f":"RefCalc!F16","v":9.1212445835429663E-3},null,1.26E-4,391,1.0225561896542545E-3]
[null,"a'ref,j",{"$f":"DAVERAGE($DT$4:$EF$103,\"a'r,i\",C$9:C$10)","v":26.982520819565771},20.642864789885721,13.255960656862664,2.8905509821834987,-1.8180510204544322,-12.64729529126063,-18.647007237626148,-18.531024487984503,-25.304870173695779,-18.225698006941176,-12.357788243263929,-5.1937134647424799,2.9659680630136558,6.6455219708053797,16.374422914253259,20.665948565359024,26.982520819565771,null,"FL",{"$f":"0.2*V16^4*5*$EI$8+0.1*(1-V16^4)^2*(5*$EI$8)^(1/3)","v":0.79370052754616693},0.79370052754616693,0.79370052754616693,0.79370052754616693,0.79370052754616693,0.79370052754616693,0.79370052754616693,0.79370052754616693,0.79370052754616693,0.79370052754616693,0.79370052754616693,0.79370052754616693,0.79370052754616693,0.79370052754616693,0.79370052754616693,0.79370052754616693,0.79370052754616693,0.79370052754616693,0.79370052754616693,0.79370052754616693,0.79370052754616693,0.79370052754616693,0.79370052754616693,0.79370052754616693,0.79370052754616693,0.79370052754616693,0.79370052754616693,0.79370052754616693,0.79370052754616693,0.79370052754616693,0.79370052754616693,0.79370052754616693,{"$f":"0.2*BB16^4*5*$EI$8+0.1*(1-BB16^4)^2*(5*$EI$8)^(1/3)","v":0.79370052754616693},0.79370052754616693,0.79370052754616693,0.79370052754616693,0.79370052754616693,0.79370052754616693,0.79370052754616693,0.79370052754616693,0.79370052754616693,0.79370052754616693,0.79370052754616693,0.79370052754616693,0.79370052754616693,0.79370052754616693,0.79370052754616693,0.79370052754616693,0.79370052754616693,0.79370052754616693,0.79370052754616693,0.79370052754616693,0.79370052754616693,0.79370052754616693,0.79370052754616693,0.79370052754616693,0.79370052754616693,0.79370052754616693,0.79370052754616693,0.79370052754616693,0.79370052754616693,0.79370052754616693,0.79370052754616693,0.79370052754616693,{"$f":"0.2*CH16^4*5*$EI$8+0.1*(1-CH16^4)^2*(5*$EI$8)^(1/3)","v":0.79370052754616693},0.79370052754616693,0.79370052754616693,0.79370052754616693,0.79370052754616693,0.79370052754616693,0.79370052754616693,0.79370052754616693,0.79370052754616693,0.79370052754616693,0.79370052754616693,0.79370052754616693,0.79370052754616693,0.79370052754616693,0.79370052754616693,0.79370052754616693,0.79370052754616693,0.79370052754616693,0.79370052754616693,0.79370052754616693,0.79370052754616693,0.79370052754616693,0.79370052754616693,0.79370052754616693,0.79370052754616693,0.79370052754616693,0.79370052754616693,0.79370052754616693,0.79370052754616693,0.79370052754616693,0.79370052754616693,0.79370052754616693,{"$f":"0.2*DN16^4*5*$EI$8+0.1*(1-DN16^4)^2*(5*$EI$8)^(1/3)","v":0.79370052754616693},{"$f":"0.2*DO16^4*5*$EI$8+0.1*(1-DO16^4)^2*(5*$EI$8)^(1/3)","v":0.79370052754616693},{"$f":"0.2*DP16^4*5*$EI$8+0.1*(1-DP16^4)^2*(5*$EI$8)^(1/3)","v":0.79370052754616693},{"$f":"0.2*DQ16^4*5*$EI$8+0.1*(1-DQ16^4)^2*(5*$EI$8)^(1/3)","v":0.79370052754616693},null,"CES13",46.624428786467682,22.610169683788886,12.372113100269416,45.433348383328884,18.593717382282669,4.2950656917391692,9.0988601734866261,82.789256456661079,0.50068511165660379,-0.31838195703421479,-15.680216910255487,-15.680216910255487,2,null,0.73280000000000001,0.42959999999999998,-0.16239999999999999,null,392,{"$f":"IF(Calculator!$C$3,OFFSET('SPD Library'!B17,0,Calculator!$C$3-1),Calculator!C18)","v":2.2800000000000001E-4},{"$f":"RefCalc!B17","v":4.8040132517385397E-4},{"$f":"RefCalc!F17","v":9.4945423759165599E-3},null,2.2800000000000001E-4,392,1.0644055189513336E-3]
[null,"b'ref,j",{"$f":"DAVERAGE($DU$4:$EF$103,\"b'r,i\",C$9:C$10)","v":5.6411935579732049},13.380784121517552,23.121189120194785,16.459000596570728,10.498670856270854,15.568750941913592,11.676111169262608,3.675117373567184,-6.9813818654189594,-14.294785697118522,-18.465550468731312,-20.319799318544117,-15.601091254643359,-10.924976741997753,-10.036828995772087,-3.6315319865008342,5.6411935579732049,null,"n",{"$f":"$EI$9/V13","v":0.20000000000000004},0.20000000000000004,0.20000000000000004,0.20000000000000004,0.20000000000000004,0.20000000000000004,0.20000000000000004,0.20000000000000004,0.20000000000000004,0.20000000000000004,0.20000000000000004,0.20000000000000004,0.20000000000000004,0.20000000000000004,0.20000000000000004,0.20000000000000004,0.20000000000000004,0.20000000000000004,0.20000000000000004,0.20000000000000004,0.20000000000000004,0.20000000000000004,0.20000000000000004,0.20000000000000004,0.20000000000000004,0.20000000000000004,0.20000000000000004,0.20000000000000004,0.20000000000000004,0.20000000000000004,0.20000000000000004,0.20000000000000004,{"$f":"$EI$9/BB13","v":0.20000000000000004},0.20000000000000004,0.20000000000000004,0.20000000000000004,0.20000000000000004,0.20000000000000004,0.20000000000000004,0.20000000000000004,0.20000000000000004,0.20000000000000004,0.20000000000000004,0.20000000000000004,0.20000000000000004,0.20000000000000004,0.20000000000000004,0.20000000000000004,0.20000000000000004,0.20000000000000004,0.20000000000000004,0.20000000000000004,0.20000000000000004,0.20000000000000004,0.20000000000000004,0.20000000000000004,0.20000000000000004,0.20000000000000004,0.20000000000000004,0.20000000000000004,0.20000000000000004,0.20000000000000004,0.20000000000000004,0.20000000000000004,{"$f":"$EI$9/CH13","v":0.20000000000000004},0.20000000000000004,0.20000000000000004,0.20000000000000004,0.20000000000000004,0.20000000000000004,0.20000000000000004,0.20000000000000004,0.20000000000000004,0.20000000000000004,0.20000000000000004,0.20000000000000004,0.20000000000000004,0.20000000000000004,0.20000000000000004,0.20000000000000004,0.20000000000000004,0.20000000000000004,0.20000000000000004,0.20000000000000004,0.20000000000000004,0.20000000000000004,0.20000000000000004,0.20000000000000004,0.20000000000000004,0.20000000000000004,0.20000000000000004,0.20000000000000004,0.20000000000000004,0.20000000000000004,0.20000000000000004,0.20000000000000004,0.20000000000000004,0.20000000000000004,0.20000000000000004,0.20000000000000004,null,"CES14",74.969955496730392,6.8961402022702876,5.5806121094194712,75.377833229448157,4.6903017661012738,2.7502354241754361,3.6115259422715704,13.043119631700554,0.68034796231595951,-0.41126394187279075,-8.59513914620047,-8.59513914620047,2,null,-0.7036,1.6975,6.1000000000000004E-3,null,393,{"$f":"IF(Calculator!$C$3,OFFSET('SPD Library'!B18,0,Calculator!$C$3-1),Calculator!C19)","v":3.3E-4},{"$f":"RefCalc!B18","v":6.9531770748847285E-4},{"$f":"RefCalc!F18","v":9.8807799296260178E-3},null,3.3E-4,393,1.1077054872402129E-3]
[null,"a'test,j",{"$f":"DAVERAGE($DU$4:$EF$103,\"a't,i\",C$9:C$10)","v":19.079902826555283},13.763944090828867,6.7938843556680659,0.79554498487345715,-1.3504899580465559,-9.6311394154927648,-12.62312221815999,-10.134862138815262,-16.74703376946804,-9.3774924607906254,-4.3431734098046721,2.2095438387589077,3.2995706462648222,3.9086672512991147,13.032228571962202,14.207427790444095,19.079902826555283,null,"Nbb",{"$f":"0.725*(1/V18)^0.2","v":1.0003040045593807},{"$f":"0.725*(1/W18)^0.2","v":1.0003040045593807},1.0003040045593807,1.0003040045593807,1.0003040045593807,1.0003040045593807,1.0003040045593807,1.0003040045593807,1.0003040045593807,1.0003040045593807,1.0003040045593807,1.0003040045593807,1.0003040045593807,1.0003040045593807,1.0003040045593807,1.0003040045593807,1.0003040045593807,1.0003040045593807,{"$f":"0.725*(1/AN18)^0.2","v":1.0003040045593807},1.0003040045593807,1.0003040045593807,1.0003040045593807,1.0003040045593807,1.0003040045593807,1.0003040045593807,1.0003040045593807,1.0003040045593807,1.0003040045593807,1.0003040045593807,1.0003040045593807,1.0003040045593807,1.0003040045593807,1.0003040045593807,1.0003040045593807,1.0003040045593807,1.0003040045593807,1.0003040045593807,1.0003040045593807,1.0003040045593807,1.0003040045593807,1.0003040045593807,1.0003040045593807,1.0003040045593807,1.0003040045593807,1.0003040045593807,1.0003040045593807,1.0003040045593807,1.0003040045593807,1.0003040045593807,1.0003040045593807,1.0003040045593807,1.0003040045593807,1.0003040045593807,1.0003040045593807,1.0003040045593807,1.0003040045593807,1.0003040045593807,1.0003040045593807,1.0003040045593807,1.0003040045593807,1.0003040045593807,1.0003040045593807,1.0003040045593807,1.0003040045593807,1.0003040045593807,1.0003040045593807,1.0003040045593807,1.0003040045593807,1.0003040045593807,1.0003040045593807,1.0003040045593807,1.0003040045593807,1.0003040045593807,1.0003040045593807,1.0003040045593807,1.0003040045593807,1.0003040045593807,1.0003040045593807,1.0003040045593807,1.0003040045593807,1.0003040045593807,1.0003040045593807,{"$f":"0.725*(1/CZ18)^0.2","v":1.0003040045593807},1.0003040045593807,1.0003040045593807,1.0003040045593807,1.0003040045593807,1.0003040045593807,1.0003040045593807,1.0003040045593807,1.0003040045593807,1.0003040045593807,1.0003040045593807,1.0003040045593807,1.0003040045593807,1.0003040045593807,1.0003040045593807,1.0003040045593807,1.0003040045593807,1.0003040045593807,null,"CES15",73.592767145263508,16.420992596083501,8.8569962848996475,73.045268955244126,12.581823654334054,4.0120904738538101,6.2058105634376073,38.512084749273789,0.4946456277376724,-0.33732020673600904,-10.654670632163945,-10.654670632163945,2,null,3.0000000000000001E-3,1.3599999999999999E-2,0.98340000000000005,null,394,{"$f":"IF(Calculator!$C$3,OFFSET('SPD Library'!B19,0,Calculator!$C$3-1),Calculator!C20)","v":4.3199999999999998E-4},{"$f":"RefCalc!B19","v":9.1023408980309172E-4},{"$f":"RefCalc!F19","v":1.0280316550077889E-2},null,4.3199999999999998E-4,394,1.1524963752045296E-3]
[null,"b'test,j",{"$f":"DAVERAGE($DU$4:$EF$103,\"b't,i\",C$9:C$10)","v":0.9783912010721515},5.7194609980716704,11.087441572688677,8.7319343898993242,5.631498321333245,8.7864692526463593,7.5878703380872459,3.0562066830963359,-3.0203138474356757,-9.4854229485974475,-13.276409835249474,-14.275846975155,-10.421545304052424,-7.9092260518456579,-7.9868043405480265,-4.0537274071228113,0.9783912010721515,null,"Ncb",{"$f":"0.725*(1/V18)^0.2","v":1.0003040045593807},{"$f":"0.725*(1/W18)^0.2","v":1.0003040045593807},1.0003040045593807,1.0003040045593807,1.0003040045593807,1.0003040045593807,1.0003040045593807,1.0003040045593807,1.0003040045593807,1.0003040045593807,1.0003040045593807,1.0003040045593807,1.0003040045593807,1.0003040045593807,1.0003040045593807,1.0003040045593807,1.0003040045593807,1.0003040045593807,{"$f":"0.725*(1/AN18)^0.2","v":1.0003040045593807},1.0003040045593807,1.0003040045593807,1.0003040045593807,1.0003040045593807,1.0003040045593807,1.0003040045593807,1.0003040045593807,1.0003040045593807,1.0003040045593807,1.0003040045593807,1.0003040045593807,1.0003040045593807,1.0003040045593807,1.0003040045593807,1.0003040045593807,1.0003040045593807,1.0003040045593807,1.0003040045593807,1.0003040045593807,1.0003040045593807,1.0003040045593807,1.0003040045593807,1.0003040045593807,1.0003040045593807,1.0003040045593807,1.0003040045593807,1.0003040045593807,1.0003040045593807,1.0003040045593807,1.0003040045593807,1.0003040045593807,1.0003040045593807,1.0003040045593807,1.0003040045593807,1.0003040045593807,1.0003040045593807,1.0003040045593807,1.0003040045593807,1.0003040045593807,1.0003040045593807,1.0003040045593807,1.0003040045593807,1.0003040045593807,1.0003040045593807,1.0003040045593807,1.0003040045593807,1.0003040045593807,1.0003040045593807,1.0003040045593807,1.0003040045593807,1.0003040045593807,1.0003040045593807,1.0003040045593807,1.0003040045593807,1.0003040045593807,1.0003040045593807,1.0003040045593807,1.0003040045593807,1.0003040045593807,1.0003040045593807,1.0003040045593807,1.0003040045593807,1.0003040045593807,{"$f":"0.725*(1/CZ18)^0.2","v":1.0003040045593807},1.0003040045593807,1.0003040045593807,1.0003040045593807,1.0003040045593807,1.0003040045593807,1.0003040045593807,1.0003040045593807,1.0003040045593807,1.0003040045593807,1.0003040045593807,1.0003040045593807,1.0003040045593807,1.0003040045593807,1.0003040045593807,1.0003040045593807,1.0003040045593807,1.0003040045593807,null,"CES16",51.350588061169269,22.3361749995615,13.659811756393356,49.704476526903349,14.239695460955366,5.5755332868255412,11.55933486303727,133.61822247582887,0.54887292893300421,-0.48911184237801908,-10.065343115539168,-10.065343115539168,2,null,null,null,null,null,395,{"$f":"IF(Calculator!$C$3,OFFSET('SPD Library'!B20,0,Calculator!$C$3-1),Calculator!C21)","v":5.3399999999999997E-4},{"$f":"RefCalc!B20","v":1.1251504721177105E-3},{"$f":"RefCalc!F20","v":1.0693518619801098E-2},null,5.3399999999999997E-4,395,1.1988192569235172E-3]
[null,"ΔEj",{"$f":"DAVERAGE($DU$4:$EF$103,\"ΔE\",C$9:C$10)","v":9.6802327898076435},10.564035943428509,13.974619198998854,8.2149538662180941,5.0985850302923836,7.9153653210073278,7.3310065634779438,8.6889547739825499,9.8620060003915224,10.666345675189151,10.142004521167793,10.372154847803241,6.1292014669598851,4.7918339891395867,5.0588252143728685,6.9803667582404039,9.6802327898076435,null,"z",{"$f":"1.48+V18^(1/2)","v":1.9272135954999579},{"$f":"1.48+W18^(1/2)","v":1.9272135954999579},1.9272135954999579,1.9272135954999579,1.9272135954999579,1.9272135954999579,1.9272135954999579,1.9272135954999579,1.9272135954999579,1.9272135954999579,1.9272135954999579,1.9272135954999579,1.9272135954999579,1.9272135954999579,1.9272135954999579,1.9272135954999579,1.9272135954999579,1.9272135954999579,{"$f":"1.48+AN18^(1/2)","v":1.9272135954999579},1.9272135954999579,1.9272135954999579,1.9272135954999579,1.9272135954999579,1.9272135954999579,1.9272135954999579,1.9272135954999579,1.9272135954999579,1.9272135954999579,1.9272135954999579,1.9272135954999579,1.9272135954999579,1.9272135954999579,1.9272135954999579,1.9272135954999579,1.9272135954999579,1.9272135954999579,1.9272135954999579,1.9272135954999579,1.9272135954999579,1.9272135954999579,1.9272135954999579,1.9272135954999579,1.9272135954999579,1.9272135954999579,1.9272135954999579,1.9272135954999579,1.9272135954999579,1.9272135954999579,1.9272135954999579,1.9272135954999579,1.9272135954999579,1.9272135954999579,1.9272135954999579,1.9272135954999579,1.9272135954999579,1.9272135954999579,1.9272135954999579,1.9272135954999579,1.9272135954999579,1.9272135954999579,1.9272135954999579,1.9272135954999579,1.9272135954999579,1.9272135954999579,1.9272135954999579,1.9272135954999579,1.9272135954999579,1.9272135954999579,1.9272135954999579,1.9272135954999579,1.9272135954999579,1.9272135954999579,1.9272135954999579,1.9272135954999579,1.9272135954999579,1.9272135954999579,1.9272135954999579,1.9272135954999579,1.9272135954999579,1.9272135954999579,1.9272135954999579,1.9272135954999579,{"$f":"1.48+CZ18^(1/2)","v":1.9272135954999579},1.9272135954999579,1.9272135954999579,1.9272135954999579,1.9272135954999579,1.9272135954999579,1.9272135954999579,1.9272135954999579,1.9272135954999579,1.9272135954999579,1.9272135954999579,1.9272135954999579,1.9272135954999579,1.9272135954999579,1.9272135954999579,1.9272135954999579,1.9272135954999579,1.9272135954999579,null,"CES17",52.635999153476988,16.003648541744372,15.092970044133379,53.747626230991948,6.9747546753838661,7.3202276829085617,11.965457075408594,143.17216302344559,0.75612108026598335,-0.60191335751020458,3.0618756400660061,3.0618756400660061,2,null,"invCAT02",null,null,null,396,{"$f":"IF(Calculator!$C$3,OFFSET('SPD Library'!B21,0,Calculator!$C$3-1),Calculator!C22)","v":6.3599999999999996E-4},{"$f":"RefCalc!B21","v":1.3400668544323294E-3},{"$f":"RefCalc!F21","v":1.1120759659977787E-2},null,6.3599999999999996E-4,396,1.2467160067700495E-3]
[null,"href,j",{"$f":"DAVERAGE($DU$4:$EF$103,\"hi\",C$9:C$10)","v":0.18153191369930971},0.57649586680737441,1.0514869825658961,1.3886710835677285,1.7556972631491521,2.2288864195205007,2.584215672486819,2.9607099026760877,3.4124473402659885,3.7978949826768602,4.1370209288850903,4.474585248839964,4.8731659016764457,5.2243903744053561,5.7336858692006576,6.094933285243135,0.18153191369930971,null,"R",{"$f":"MMULT($EH$17:$EJ$19,V9:V11)","v":141.31514353270455},{"$f":"MMULT($EH$17:$EJ$19,W9:W11)","v":104.09103486018431},{"$f":"MMULT($EH$17:$EJ$19,X9:X11)","v":59.685722319802501},{"$f":"MMULT($EH$17:$EJ$19,Y9:Y11)","v":11.668954878501363},{"$f":"MMULT($EH$17:$EJ$19,Z9:Z11)","v":63.937085352644594},{"$f":"MMULT($EH$17:$EJ$19,AA9:AA11)","v":42.814186025437614},{"$f":"MMULT($EH$17:$EJ$19,AB9:AB11)","v":32.005385020223684},{"$f":"MMULT($EH$17:$EJ$19,AC9:AC11)","v":30.348082972065662},{"$f":"MMULT($EH$17:$EJ$19,AD9:AD11)","v":28.570345214271825},{"$f":"MMULT($EH$17:$EJ$19,AE9:AE11)","v":7.5640806948756021},{"$f":"MMULT($EH$17:$EJ$19,AF9:AF11)","v":93.732082068330143},{"$f":"MMULT($EH$17:$EJ$19,AG9:AG11)","v":51.595266471166518},{"$f":"MMULT($EH$17:$EJ$19,AH9:AH11)","v":66.891902843134616},{"$f":"MMULT($EH$17:$EJ$19,AI9:AI11)","v":24.653297369420859},{"$f":"MMULT($EH$17:$EJ$19,AJ9:AJ11)","v":64.839271830936553},{"$f":"MMULT($EH$17:$EJ$19,AK9:AK11)","v":66.201686016083769},{"$f":"MMULT($EH$17:$EJ$19,AL9:AL11)","v":30.474655224852217},{"$f":"MMULT($EH$17:$EJ$19,AM9:AM11)","v":30.769153277153094},{"$f":"MMULT($EH$17:$EJ$19,AN9:AN11)","v":38.083831320270932},{"$f":"MMULT($EH$17:$EJ$19,AO9:AO11)","v":68.775019436652443},{"$f":"MMULT($EH$17:$EJ$19,AP9:AP11)","v":69.198566596167126},{"$f":"MMULT($EH$17:$EJ$19,AQ9:AQ11)","v":114.09625515759726},{"$f":"MMULT($EH$17:$EJ$19,AR9:AR11)","v":92.529057898508256},{"$f":"MMULT($EH$17:$EJ$19,AS9:AS11)","v":114.88329966792202},{"$f":"MMULT($EH$17:$EJ$19,AT9:AT11)","v":118.38055066531714},{"$f":"MMULT($EH$17:$EJ$19,AU9:AU11)","v":67.906800303459335},{"$f":"MMULT($EH$17:$EJ$19,AV9:AV11)","v":118.91206535301461},{"$f":"MMULT($EH$17:$EJ$19,AW9:AW11)","v":62.316482776031663},{"$f":"MMULT($EH$17:$EJ$19,AX9:AX11)","v":16.686102582346383},{"$f":"MMULT($EH$17:$EJ$19,AY9:AY11)","v":104.36831434775294},{"$f":"MMULT($EH$17:$EJ$19,AZ9:AZ11)","v":46.20394355005665},{"$f":"MMULT($EH$17:$EJ$19,BA9:BA11)","v":108.4729715508339},{"$f":"MMULT($EH$17:$EJ$19,BB9:BB11)","v":70.922694484639393},{"$f":"MMULT($EH$17:$EJ$19,BC9:BC11)","v":108.49457730677337},{"$f":"MMULT($EH$17:$EJ$19,BD9:BD11)","v":41.231654242578671},{"$f":"MMULT($EH$17:$EJ$19,BE9:BE11)","v":16.28564128251918},{"$f":"MMULT($EH$17:$EJ$19,BF9:BF11)","v":77.234056383383432},{"$f":"MMULT($EH$17:$EJ$19,BG9:BG11)","v":21.119736446893935},{"$f":"MMULT($EH$17:$EJ$19,BH9:BH11)","v":94.035629560216506},{"$f":"MMULT($EH$17:$EJ$19,BI9:BI11)","v":10.998148081885939},{"$f":"MMULT($EH$17:$EJ$19,BJ9:BJ11)","v":24.013224301646982},{"$f":"MMULT($EH$17:$EJ$19,BK9:BK11)","v":97.947290336258646},{"$f":"MMULT($EH$17:$EJ$19,BL9:BL11)","v":44.965389563662285},{"$f":"MMULT($EH$17:$EJ$19,BM9:BM11)","v":51.31893391615408},{"$f":"MMULT($EH$17:$EJ$19,BN9:BN11)","v":6.9951776954686178},{"$f":"MMULT($EH$17:$EJ$19,BO9:BO11)","v":28.398781370664913},{"$f":"MMULT($EH$17:$EJ$19,BP9:BP11)","v":41.106145706069071},{"$f":"MMULT($EH$17:$EJ$19,BQ9:BQ11)","v":51.345073836172396},{"$f":"MMULT($EH$17:$EJ$19,BR9:BR11)","v":56.997272865858449},{"$f":"MMULT($EH$17:$EJ$19,BS9:BS11)","v":16.261957157843227},{"$f":"MMULT($EH$17:$EJ$19,BT9:BT11)","v":24.200442881395368},{"$f":"MMULT($EH$17:$EJ$19,BU9:BU11)","v":29.790058631158672},{"$f":"MMULT($EH$17:$EJ$19,BV9:BV11)","v":11.653775841583414},{"$f":"MMULT($EH$17:$EJ$19,BW9:BW11)","v":14.056319071753919},{"$f":"MMULT($EH$17:$EJ$19,BX9:BX11)","v":83.188051240636369},{"$f":"MMULT($EH$17:$EJ$19,BY9:BY11)","v":72.896334743306809},{"$f":"MMULT($EH$17:$EJ$19,BZ9:BZ11)","v":36.987380443092064},{"$f":"MMULT($EH$17:$EJ$19,CA9:CA11)","v":19.195925636925111},{"$f":"MMULT($EH$17:$EJ$19,CB9:CB11)","v":15.89506679382365},{"$f":"MMULT($EH$17:$EJ$19,CC9:CC11)","v":83.000111102697915},{"$f":"MMULT($EH$17:$EJ$19,CD9:CD11)","v":94.432715809933157},{"$f":"MMULT($EH$17:$EJ$19,CE9:CE11)","v":59.540098552752909},{"$f":"MMULT($EH$17:$EJ$19,CF9:CF11)","v":45.481201369302248},{"$f":"MMULT($EH$17:$EJ$19,CG9:CG11)","v":10.138897683868414},{"$f":"MMULT($EH$17:$EJ$19,CH9:CH11)","v":20.522049391811731},{"$f":"MMULT($EH$17:$EJ$19,CI9:CI11)","v":10.02556883868678},{"$f":"MMULT($EH$17:$EJ$19,CJ9:CJ11)","v":10.704880946768489},{"$f":"MMULT($EH$17:$EJ$19,CK9:CK11)","v":12.526500562693325},{"$f":"MMULT($EH$17:$EJ$19,CL9:CL11)","v":33.970255307496501},{"$f":"MMULT($EH$17:$EJ$19,CM9:CM11)","v":25.370366430890058},{"$f":"MMULT($EH$17:$EJ$19,CN9:CN11)","v":45.423967947454585},{"$f":"MMULT($EH$17:$EJ$19,CO9:CO11)","v":7.8236366205018513},{"$f":"MMULT($EH$17:$EJ$19,CP9:CP11)","v":63.191114979501513},{"$f":"MMULT($EH$17:$EJ$19,CQ9:CQ11)","v":22.027399211853389},{"$f":"MMULT($EH$17:$EJ$19,CR9:CR11)","v":6.8691978004238603},{"$f":"MMULT($EH$17:$EJ$19,CS9:CS11)","v":7.1349384576010033},{"$f":"MMULT($EH$17:$EJ$19,CT9:CT11)","v":15.58756761997385},{"$f":"MMULT($EH$17:$EJ$19,CU9:CU11)","v":16.031513856877343},{"$f":"MMULT($EH$17:$EJ$19,CV9:CV11)","v":13.095759819930171},{"$f":"MMULT($EH$17:$EJ$19,CW9:CW11)","v":57.84356692187604},{"$f":"MMULT($EH$17:$EJ$19,CX9:CX11)","v":44.326567080176822},{"$f":"MMULT($EH$17:$EJ$19,CY9:CY11)","v":19.051739425877475},{"$f":"MMULT($EH$17:$EJ$19,CZ9:CZ11)","v":94.498794798762603},{"$f":"MMULT($EH$17:$EJ$19,DA9:DA11)","v":58.412860105731468},{"$f":"MMULT($EH$17:$EJ$19,DB9:DB11)","v":7.2093349723546565},{"$f":"MMULT($EH$17:$EJ$19,DC9:DC11)","v":16.743139296004426},{"$f":"MMULT($EH$17:$EJ$19,DD9:DD11)","v":50.107629118529402},{"$f":"MMULT($EH$17:$EJ$19,DE9:DE11)","v":16.654308081984567},{"$f":"MMULT($EH$17:$EJ$19,DF9:DF11)","v":46.939594248112115},{"$f":"MMULT($EH$17:$EJ$19,DG9:DG11)","v":16.785889269589664},{"$f":"MMULT($EH$17:$EJ$19,DH9:DH11)","v":22.375847865730403},{"$f":"MMULT($EH$17:$EJ$19,DI9:DI11)","v":78.191307055052746},{"$f":"MMULT($EH$17:$EJ$19,DJ9:DJ11)","v":38.941127894942483},{"$f":"MMULT($EH$17:$EJ$19,DK9:DK11)","v":55.493219854814043},{"$f":"MMULT($EH$17:$EJ$19,DL9:DL11)","v":21.337144940163306},{"$f":"MMULT($EH$17:$EJ$19,DM9:DM11)","v":65.572237497640486},{"$f":"MMULT($EH$17:$EJ$19,DN9:DN11)","v":83.561540640634945},{"$f":"MMULT($EH$17:$EJ$19,DO9:DO11)","v":33.664628499065103},{"$f":"MMULT($EH$17:$EJ$19,DP9:DP11)","v":62.08193011628854},{"$f":"MMULT($EH$17:$EJ$19,DQ9:DQ11)","v":44.060137457830571},null,"CES18",58.578273100303825,14.760907597893087,11.237123970829867,58.385768773886866,10.405228593101743,5.1901875698700337,7.4548264463850815,55.574437345722423,0.65067874493000666,-0.4233919533421559,-10.770862504680331,-10.770862504680331,2,null,{"$f":"MINVERSE(EH17:EJ19)","v":1.0961238208355142},-0.27886900021828726,0.18274517938277304,null,397,{"$f":"IF(Calculator!$C$3,OFFSET('SPD Library'!B22,0,Calculator!$C$3-1),Calculator!C23)","v":7.3800000000000005E-4},{"$f":"RefCalc!B22","v":1.5549832367469485E-3},{"$f":"RefCalc!F22","v":1.1562420390767261E-2},null,7.3800000000000005E-4,397,1.2962293061733832E-3]
[null,null,null,null,null,null,null,null,null,null,null,null,null,null,null,null,null,null,null,null,"G",73.89953364568423,43.347937689278766,15.206619532179925,3.5684637750189125,24.535031241887843,7.6927059622722194,11.059281378367846,5.0489873243249441,4.9346378714180306,3.5126488302965346,26.533631804390652,13.711261355808016,17.085265033834119,7.0354399908300724,30.620532993050467,26.16071723933042,9.0065969200710292,10.795308755363145,14.573445235415372,27.4591545482028,19.684831783946567,45.56694990249526,34.142012682794835,56.493623132593846,54.960338424493209,28.630442869594308,52.856408508813978,30.949376728713112,8.3988543546623102,48.924600387772273,21.921065138938324,52.10061131113887,33.828642269056097,53.834857914257242,21.537860621532765,8.8690225565270406,39.542578709983985,12.033558357951051,48.686586873850587,5.6352593479355004,12.249411123974504,51.25702968875617,29.533636807927621,33.589761962067115,3.6698321874174313,19.844941741600394,26.379924057841173,27.945164180423649,40.071923596431127,11.395677484021661,16.053863422431544,18.356189701084077,8.7466686225269328,14.026329297390348,51.701537412409294,46.035103885401767,32.044943833112768,19.55125420884065,16.693838224999283,50.708804272030171,51.403668243835789,35.699150487691504,24.361324833437209,5.3403536268732372,19.043419002128584,8.0795113351571732,9.7871243330120219,11.415508920869689,21.970883224442098,13.650605588032114,29.991241612535632,5.3445792508802779,34.596620463645081,16.851919140221671,3.5029240453863415,4.6770117690662572,9.9025908796420588,8.6180693045965029,8.3349884934925331,29.873847838211447,21.666733389401394,7.4003377462609725,48.629171851052298,29.29272591991473,3.2125012814234397,7.1217614506268117,20.057029091520949,5.5894017356754304,17.131180951998346,5.309208805657196,7.1020830055391446,38.521477287274948,13.373338999231517,22.345756925935529,5.0864202049558704,23.757557076537609,32.957669461835238,11.763979544047951,17.625715291475522,9.0802084757975781,null,"CES19",74.03400721014755,11.691775970661617,20.82066277297919,77.302286675418756,5.2295122784936998,10.182164545444721,12.869349137679,165.62014722747924,1.0591312752858013,-0.58790910704084942,2.1314269389624485,2.1314269389624485,3,null,0.45436904197535916,0.47353315430741177,7.2097803717229125E-2,null,398,{"$f":"IF(Calculator!$C$3,OFFSET('SPD Library'!B23,0,Calculator!$C$3-1),Calculator!C24)","v":8.4000000000000003E-4},{"$f":"RefCalc!B23","v":1.7698996190615675E-3},{"$f":"RefCalc!F23","v":1.2018888790387419E-2},null,8.4000000000000003E-4,398,1.3474026502426043E-3]
[null,"Color Vector Graphic Elements",null,null,null,null,null,null,null,null,null,null,null,null,null,null,null,null,null,null,"B",11.05296286794745,6.6774734194754854,2.5204448174810925,0.63944567216296111,3.1384091721388412,1.192519847876476,1.4740517794226382,0.81545920419278572,0.82641817641977522,0.55721596924679906,2.6897006722856913,1.1684744700080354,1.4608943826610399,0.76369749475194149,4.1416164467520371,3.3919032469993504,0.92179389204528395,0.95920120046027169,1.6256658507816411,2.0251043191509619,1.5707991117868296,3.1160275944725719,2.2890566103316745,6.6676089994197856,4.4105090504751256,1.3915658127327721,3.7661688239383988,3.2972616308816614,0.69074842330195618,3.6230516213687896,2.2821995220785385,3.9027301788320425,2.0013054108950175,5.5679630736786558,1.2003735268740432,0.73442329672674211,5.4299406564793911,0.8665997022795916,5.5374740995318685,0.70457719955662412,1.3249210479132789,6.8954618524726916,1.7177406756295683,2.1139630161009788,0.53144866236591959,1.5281826319196359,2.5875669822003449,3.5337732598789739,4.2123590886609232,1.1142037281104655,2.0020855751416016,2.4612553689757997,1.0128059271772951,1.7718728327225568,7.5896227426054406,7.037045376899167,4.96956680140201,3.1172576277567039,2.8428263439489481,7.7723081246176635,8.0094841897628104,5.80566627774569,4.0575834166085851,0.89473041792072749,4.1719283215504692,1.5611488109432488,2.5958055468753343,3.0948139492860518,4.5607832438569336,2.6362520000091259,6.94126509924308,1.7351364617103977,5.8209490993553628,5.1045496317078962,0.59519368676577578,1.6088442484295256,4.147194949582115,2.6642380513943524,3.5078613885855487,6.5124923282920619,5.4363559156337082,2.8882741989298082,8.275734166419797,5.7837247064646888,0.63978164546327188,1.6397113560316603,5.2583213016454389,1.9900103838877252,4.3069368074490431,1.5292426830597112,1.9774602124603065,6.2323983858154062,2.9933473489579479,4.2544449361289081,1.3761123941122926,4.7121256129872835,5.9401733134697823,2.0821491378708266,3.1919395951905623,2.0134058954722858,null,"CES20",71.307152140272436,26.092598416126368,20.489793770613449,70.294653092341846,20.300098738677143,8.7327009404380771,13.145624315819727,172.80743865267087,0.66569587674144104,-0.42060134553401263,-14.865145409840956,-14.865145409840956,2,null,-9.6276087384293552E-3,-5.6980312161134198E-3,1.0153256399545427,null,399,{"$f":"IF(Calculator!$C$3,OFFSET('SPD Library'!B24,0,Calculator!$C$3-1),Calculator!C25)","v":9.41E-4},{"$f":"RefCalc!B24","v":1.9827089780201606E-3},{"$f":"RefCalc!F24","v":1.2490560152921359E-2},null,9.41E-4,399,1.4002803542471594E-3]
[null,"da_relative",{"$f":"(C19-C17)/SQRT(C17^2+C18^2)","v":-0.28668081231106246},-0.27962786140990348,-0.24246449608050108,-0.12536767750306096,4.3882159567092606E-2,0.15036859127599511,0.27380094834613639,0.44443094926532628,0.32600958701635263,0.38200009671942103,0.36070722200614574,0.35298903356913836,2.1007027320042709E-2,-0.21402714389850719,-0.17402078270423182,-0.30780366244437773,{"$f":"C25","v":-0.28668081231106246},null,"Rw",{"$f":"MMULT($EH$17:$EJ$19,V12:V14)","v":141.31514353270455},{"$f":"MMULT($EH$17:$EJ$19,W12:W14)","v":141.31514353270455},{"$f":"MMULT($EH$17:$EJ$19,X12:X14)","v":141.31514353270455},{"$f":"MMULT($EH$17:$EJ$19,Y12:Y14)","v":141.31514353270455},{"$f":"MMULT($EH$17:$EJ$19,Z12:Z14)","v":141.31514353270455},{"$f":"MMULT($EH$17:$EJ$19,AA12:AA14)","v":141.31514353270455},{"$f":"MMULT($EH$17:$EJ$19,AB12:AB14)","v":141.31514353270455},{"$f":"MMULT($EH$17:$EJ$19,AC12:AC14)","v":141.31514353270455},{"$f":"MMULT($EH$17:$EJ$19,AD12:AD14)","v":141.31514353270455},{"$f":"MMULT($EH$17:$EJ$19,AE12:AE14)","v":141.31514353270455},{"$f":"MMULT($EH$17:$EJ$19,AF12:AF14)","v":141.31514353270455},{"$f":"MMULT($EH$17:$EJ$19,AG12:AG14)","v":141.31514353270455},{"$f":"MMULT($EH$17:$EJ$19,AH12:AH14)","v":141.31514353270455},{"$f":"MMULT($EH$17:$EJ$19,AI12:AI14)","v":141.31514353270455},{"$f":"MMULT($EH$17:$EJ$19,AJ12:AJ14)","v":141.31514353270455},{"$f":"MMULT($EH$17:$EJ$19,AK12:AK14)","v":141.31514353270455},{"$f":"MMULT($EH$17:$EJ$19,AL12:AL14)","v":141.31514353270455},{"$f":"MMULT($EH$17:$EJ$19,AM12:AM14)","v":141.31514353270455},{"$f":"MMULT($EH$17:$EJ$19,AN12:AN14)","v":141.31514353270455},{"$f":"MMULT($EH$17:$EJ$19,AO12:AO14)","v":141.31514353270455},{"$f":"MMULT($EH$17:$EJ$19,AP12:AP14)","v":141.31514353270455},{"$f":"MMULT($EH$17:$EJ$19,AQ12:AQ14)","v":141.31514353270455},{"$f":"MMULT($EH$17:$EJ$19,AR12:AR14)","v":141.31514353270455},{"$f":"MMULT($EH$17:$EJ$19,AS12:AS14)","v":141.31514353270455},{"$f":"MMULT($EH$17:$EJ$19,AT12:AT14)","v":141.31514353270455},{"$f":"MMULT($EH$17:$EJ$19,AU12:AU14)","v":141.31514353270455},{"$f":"MMULT($EH$17:$EJ$19,AV12:AV14)","v":141.31514353270455},{"$f":"MMULT($EH$17:$EJ$19,AW12:AW14)","v":141.31514353270455},{"$f":"MMULT($EH$17:$EJ$19,AX12:AX14)","v":141.31514353270455},{"$f":"MMULT($EH$17:$EJ$19,AY12:AY14)","v":141.31514353270455},{"$f":"MMULT($EH$17:$EJ$19,AZ12:AZ14)","v":141.31514353270455},{"$f":"MMULT($EH$17:$EJ$19,BA12:BA14)","v":141.31514353270455},{"$f":"MMULT($EH$17:$EJ$19,BB12:BB14)","v":141.31514353270455},{"$f":"MMULT($EH$17:$EJ$19,BC12:BC14)","v":141.31514353270455},{"$f":"MMULT($EH$17:$EJ$19,BD12:BD14)","v":141.31514353270455},{"$f":"MMULT($EH$17:$EJ$19,BE12:BE14)","v":141.31514353270455},{"$f":"MMULT($EH$17:$EJ$19,BF12:BF14)","v":141.31514353270455},{"$f":"MMULT($EH$17:$EJ$19,BG12:BG14)","v":141.31514353270455},{"$f":"MMULT($EH$17:$EJ$19,BH12:BH14)","v":141.31514353270455},{"$f":"MMULT($EH$17:$EJ$19,BI12:BI14)","v":141.31514353270455},{"$f":"MMULT($EH$17:$EJ$19,BJ12:BJ14)","v":141.31514353270455},{"$f":"MMULT($EH$17:$EJ$19,BK12:BK14)","v":141.31514353270455},{"$f":"MMULT($EH$17:$EJ$19,BL12:BL14)","v":141.31514353270455},{"$f":"MMULT($EH$17:$EJ$19,BM12:BM14)","v":141.31514353270455},{"$f":"MMULT($EH$17:$EJ$19,BN12:BN14)","v":141.31514353270455},{"$f":"MMULT($EH$17:$EJ$19,BO12:BO14)","v":141.31514353270455},{"$f":"MMULT($EH$17:$EJ$19,BP12:BP14)","v":141.31514353270455},{"$f":"MMULT($EH$17:$EJ$19,BQ12:BQ14)","v":141.31514353270455},{"$f":"MMULT($EH$17:$EJ$19,BR12:BR14)","v":141.31514353270455},{"$f":"MMULT($EH$17:$EJ$19,BS12:BS14)","v":141.31514353270455},{"$f":"MMULT($EH$17:$EJ$19,BT12:BT14)","v":141.31514353270455},{"$f":"MMULT($EH$17:$EJ$19,BU12:BU14)","v":141.31514353270455},{"$f":"MMULT($EH$17:$EJ$19,BV12:BV14)","v":141.31514353270455},{"$f":"MMULT($EH$17:$EJ$19,BW12:BW14)","v":141.31514353270455},{"$f":"MMULT($EH$17:$EJ$19,BX12:BX14)","v":141.31514353270455},{"$f":"MMULT($EH$17:$EJ$19,BY12:BY14)","v":141.31514353270455},{"$f":"MMULT($EH$17:$EJ$19,BZ12:BZ14)","v":141.31514353270455},{"$f":"MMULT($EH$17:$EJ$19,CA12:CA14)","v":141.31514353270455},{"$f":"MMULT($EH$17:$EJ$19,CB12:CB14)","v":141.31514353270455},{"$f":"MMULT($EH$17:$EJ$19,CC12:CC14)","v":141.31514353270455},{"$f":"MMULT($EH$17:$EJ$19,CD12:CD14)","v":141.31514353270455},{"$f":"MMULT($EH$17:$EJ$19,CE12:CE14)","v":141.31514353270455},{"$f":"MMULT($EH$17:$EJ$19,CF12:CF14)","v":141.31514353270455},{"$f":"MMULT($EH$17:$EJ$19,CG12:CG14)","v":141.31514353270455},{"$f":"MMULT($EH$17:$EJ$19,CH12:CH14)","v":141.31514353270455},{"$f":"MMULT($EH$17:$EJ$19,CI12:CI14)","v":141.31514353270455},{"$f":"MMULT($EH$17:$EJ$19,CJ12:CJ14)","v":141.31514353270455},{"$f":"MMULT($EH$17:$EJ$19,CK12:CK14)","v":141.31514353270455},{"$f":"MMULT($EH$17:$EJ$19,CL12:CL14)","v":141.31514353270455},{"$f":"MMULT($EH$17:$EJ$19,CM12:CM14)","v":141.31514353270455},{"$f":"MMULT($EH$17:$EJ$19,CN12:CN14)","v":141.31514353270455},{"$f":"MMULT($EH$17:$EJ$19,CO12:CO14)","v":141.31514353270455},{"$f":"MMULT($EH$17:$EJ$19,CP12:CP14)","v":141.31514353270455},{"$f":"MMULT($EH$17:$EJ$19,CQ12:CQ14)","v":141.31514353270455},{"$f":"MMULT($EH$17:$EJ$19,CR12:CR14)","v":141.31514353270455},{"$f":"MMULT($EH$17:$EJ$19,CS12:CS14)","v":141.31514353270455},{"$f":"MMULT($EH$17:$EJ$19,CT12:CT14)","v":141.31514353270455},{"$f":"MMULT($EH$17:$EJ$19,CU12:CU14)","v":141.31514353270455},{"$f":"MMULT($EH$17:$EJ$19,CV12:CV14)","v":141.31514353270455},{"$f":"MMULT($EH$17:$EJ$19,CW12:CW14)","v":141.31514353270455},{"$f":"MMULT($EH$17:$EJ$19,CX12:CX14)","v":141.31514353270455},{"$f":"MMULT($EH$17:$EJ$19,CY12:CY14)","v":141.31514353270455},{"$f":"MMULT($EH$17:$EJ$19,CZ12:CZ14)","v":141.31514353270455},{"$f":"MMULT($EH$17:$EJ$19,DA12:DA14)","v":141.31514353270455},{"$f":"MMULT($EH$17:$EJ$19,DB12:DB14)","v":141.31514353270455},{"$f":"MMULT($EH$17:$EJ$19,DC12:DC14)","v":141.31514353270455},{"$f":"MMULT($EH$17:$EJ$19,DD12:DD14)","v":141.31514353270455},{"$f":"MMULT($EH$17:$EJ$19,DE12:DE14)","v":141.31514353270455},{"$f":"MMULT($EH$17:$EJ$19,DF12:DF14)","v":141.31514353270455},{"$f":"MMULT($EH$17:$EJ$19,DG12:DG14)","v":141.31514353270455},{"$f":"MMULT($EH$17:$EJ$19,DH12:DH14)","v":141.31514353270455},{"$f":"MMULT($EH$17:$EJ$19,DI12:DI14)","v":141.31514353270455},{"$f":"MMULT($EH$17:$EJ$19,DJ12:DJ14)","v":141.31514353270455},{"$f":"MMULT($EH$17:$EJ$19,DK12:DK14)","v":141.31514353270455},{"$f":"MMULT($EH$17:$EJ$19,DL12:DL14)","v":141.31514353270455},{"$f":"MMULT($EH$17:$EJ$19,DM12:DM14)","v":141.31514353270455},{"$f":"MMULT($EH$17:$EJ$19,DN12:DN14)","v":141.31514353270455},{"$f":"MMULT($EH$17:$EJ$19,DO12:DO14)","v":141.31514353270455},{"$f":"MMULT($EH$17:$EJ$19,DP12:DP14)","v":141.31514353270455},{"$f":"MMULT($EH$17:$EJ$19,DQ12:DQ14)","v":141.31514353270455},null,"CES21",88.84175754555551,12.356487006772234,24.534238829256843,91.833938412386274,5.8005817825837109,11.822754419901118,14.612148217755806,213.51487553766418,1.104238912622642,-0.59779856456363933,0.59787971402248985,0.59787971402248985,3,null,null,null,null,null,400,{"$f":"IF(Calculator!$C$3,OFFSET('SPD Library'!B25,0,Calculator!$C$3-1),Calculator!C26)","v":1.0430000000000001E-3},{"$f":"RefCalc!B25","v":2.1976253603347797E-3},{"$f":"RefCalc!F25","v":1.2977837144814779E-2},null,1.0430000000000001E-3,400,1.4549075599506139E-3]
[null,"db_relative",{"$f":"(C20-C18)/SQRT(C17^2+C18^2)","v":-0.16915102925443362},-0.31143248981968058,-0.45151997578961572,-0.46239693131504622,-0.45680031762864109,-0.33812647132915663,-0.18582097982049631,-3.2760570155439372E-2,0.15089633497182331,0.20763272569917895,0.23354341305189813,0.28817705628329759,0.3261571365218135,0.23583732900504342,0.1067403204388515,-2.0121216802372346E-2,-0.16915102925443362,null,"Gw",73.89953364568423,73.89953364568423,73.89953364568423,73.89953364568423,73.89953364568423,73.89953364568423,73.89953364568423,73.89953364568423,73.89953364568423,73.89953364568423,73.89953364568423,73.89953364568423,73.89953364568423,73.89953364568423,73.89953364568423,73.89953364568423,73.89953364568423,73.89953364568423,73.89953364568423,73.89953364568423,73.89953364568423,73.89953364568423,73.89953364568423,73.89953364568423,73.89953364568423,73.89953364568423,73.89953364568423,73.89953364568423,73.89953364568423,73.89953364568423,73.89953364568423,73.89953364568423,73.89953364568423,73.89953364568423,73.89953364568423,73.89953364568423,73.89953364568423,73.89953364568423,73.89953364568423,73.89953364568423,73.89953364568423,73.89953364568423,73.89953364568423,73.89953364568423,73.89953364568423,73.89953364568423,73.89953364568423,73.89953364568423,73.89953364568423,73.89953364568423,73.89953364568423,73.89953364568423,73.89953364568423,73.89953364568423,73.89953364568423,73.89953364568423,73.89953364568423,73.89953364568423,73.89953364568423,73.89953364568423,73.89953364568423,73.89953364568423,73.89953364568423,73.89953364568423,73.89953364568423,73.89953364568423,73.89953364568423,73.89953364568423,73.89953364568423,73.89953364568423,73.89953364568423,73.89953364568423,73.89953364568423,73.89953364568423,73.89953364568423,73.89953364568423,73.89953364568423,73.89953364568423,73.89953364568423,73.89953364568423,73.89953364568423,73.89953364568423,73.89953364568423,73.89953364568423,73.89953364568423,73.89953364568423,73.89953364568423,73.89953364568423,73.89953364568423,73.89953364568423,73.89953364568423,73.89953364568423,73.89953364568423,73.89953364568423,73.89953364568423,73.89953364568423,73.89953364568423,73.89953364568423,73.89953364568423,73.89953364568423,null,"CES22",81.717718178394506,15.719618993154144,24.008665758348318,84.049016017579007,9.3515590059267879,11.257405752720194,14.442360241561756,208.58176934704375,0.99109075978924543,-0.57122935732291313,-6.501826579212711,-6.501826579212711,3,null,"MHPE",null,null,null,401,{"$f":"IF(Calculator!$C$3,OFFSET('SPD Library'!B26,0,Calculator!$C$3-1),Calculator!C27)","v":1.145E-3},{"$f":"RefCalc!B26","v":2.4125417426493984E-3},{"$f":"RefCalc!F26","v":1.3481129860031681E-2},null,1.145E-3,401,1.5113302417939984E-3]
[null,"path_x ref",{"$f":"COS(C22)","v":0.98356828061719748},0.83837785941644227,0.49628065505951002,0.18112007468893418,-0.18384915937708918,-0.61160692273420436,-0.84864550619813106,-0.98368527095945624,-0.96354257257643605,-0.79225392999591449,-0.54414361982757931,-0.23556873589821639,0.16008515635057638,0.48992297364028492,0.85278605261901519,0.9823328559337875,0.98356828061719748,null,"Bw",11.05296286794745,11.05296286794745,11.05296286794745,11.05296286794745,11.05296286794745,11.05296286794745,11.05296286794745,11.05296286794745,11.05296286794745,11.05296286794745,11.05296286794745,11.05296286794745,11.05296286794745,11.05296286794745,11.05296286794745,11.05296286794745,11.05296286794745,11.05296286794745,11.05296286794745,11.05296286794745,11.05296286794745,11.05296286794745,11.05296286794745,11.05296286794745,11.05296286794745,11.05296286794745,11.05296286794745,11.05296286794745,11.05296286794745,11.05296286794745,11.05296286794745,11.05296286794745,11.05296286794745,11.05296286794745,11.05296286794745,11.05296286794745,11.05296286794745,11.05296286794745,11.05296286794745,11.05296286794745,11.05296286794745,11.05296286794745,11.05296286794745,11.05296286794745,11.05296286794745,11.05296286794745,11.05296286794745,11.05296286794745,11.05296286794745,11.05296286794745,11.05296286794745,11.05296286794745,11.05296286794745,11.05296286794745,11.05296286794745,11.05296286794745,11.05296286794745,11.05296286794745,11.05296286794745,11.05296286794745,11.05296286794745,11.05296286794745,11.05296286794745,11.05296286794745,11.05296286794745,11.05296286794745,11.05296286794745,11.05296286794745,11.05296286794745,11.05296286794745,11.05296286794745,11.05296286794745,11.05296286794745,11.05296286794745,11.05296286794745,11.05296286794745,11.05296286794745,11.05296286794745,11.05296286794745,11.05296286794745,11.05296286794745,11.05296286794745,11.05296286794745,11.05296286794745,11.05296286794745,11.05296286794745,11.05296286794745,11.05296286794745,11.05296286794745,11.05296286794745,11.05296286794745,11.05296286794745,11.05296286794745,11.05296286794745,11.05296286794745,11.05296286794745,11.05296286794745,11.05296286794745,11.05296286794745,11.05296286794745,null,"CES23",92.210434387376807,3.3966169699503879,10.420883036526444,93.052863040184448,0.7667787566274552,5.8064877639024877,5.3775811286617667,28.918378795339162,1.2557114849501727,-0.49677264432564228,10.530334782260567,10.530334782260567,4,null,0.38971,0.68898000000000004,-7.868E-2,null,402,{"$f":"IF(Calculator!$C$3,OFFSET('SPD Library'!B27,0,Calculator!$C$3-1),Calculator!C28)","v":1.2470000000000001E-3},{"$f":"RefCalc!B27","v":2.627458124964017E-3},{"$f":"RefCalc!F27","v":1.4000855873836914E-2},null,1.2470000000000001E-3,402,1.5695952129252126E-3]
[null,"path_y ref",{"$f":"SIN(C22)","v":0.18053652639765166},0.54508950167867309,0.86816214580785744,0.9834609898438651,0.98295446822136057,0.79116178627610489,0.52896200696242635,0.17989799247746224,-0.2675550613103469,-0.6101915358361083,-0.83899208637563372,-0.97185769054286764,-0.98710320773271298,-0.87176572535255181,-0.52226042206783985,-0.1871420854670823,0.18053652639765166,null,"Rc",{"$f":"($EI$14*(V13/V25)+1-$EI$14)*V22","v":100},73.658797109804823,42.235899725771034,8.257398737878944,45.244326796333503,30.296955411243051,22.648234449704734,21.47546413880421,20.217468913839227,5.3526327793206727,66.328405947970992,36.510783757032968,47.335268656224258,17.445616055801796,45.882748451464302,46.846844832848873,21.565031505487216,21.773429590036962,26.949575514854281,48.667833975440743,48.967552143590687,80.738873630476817,65.477100037119712,81.295816425600975,83.770604979727693,48.053448912744209,84.146725099914576,44.097526435027653,11.80772432820317,73.855010679445684,32.695677473068322,76.759623094272285,{"$f":"($EI$14*(BB13/BB25)+1-$EI$14)*BB22","v":50.187610974775509},76.774912153462509,29.177095399571549,11.524342597260423,54.653772025153948,14.945133210020195,66.543207762056895,7.7827101943541086,16.992675874181597,69.311248524182915,31.819229305213103,36.315240273083219,4.9500552598948637,20.096063776839731,29.088280759206729,36.333737880179562,40.333450075481522,11.507582804867424,17.125158901172302,21.080584774174866,8.2466574708508738,9.9467889430412431,58.867046489878959,51.584234301426029,26.173684941651054,13.583771106939151,11.247957151984251,58.734052860717796,66.824201178466481,42.132850778992093,32.184237465517299,7.1746717516668479,{"$f":"($EI$14*(CH13/CH25)+1-$EI$14)*CH22","v":14.522186991985267},7.0944759266840807,7.5751831538783803,8.8642308598684032,24.038651809198896,17.953041547184643,32.143736907391045,5.536304478713725,44.71644963151256,15.587430095031245,4.8609070682039981,5.0489553201704567,11.030358976613444,11.344512312063124,9.2670604809592962,40.932320115069132,31.367174084862555,13.481739429764888,66.870961198077651,41.33517374393282,5.1016011392198743,11.848085688091569,35.458074673315529,11.785225323802797,33.216252041133082,11.878337204324394,15.834005688535399,55.331159209385753,27.556231357420192,39.269124644076982,15.09897977439711,46.401422988658759,59.131341872993467,23.822378591204629,43.931548002794848,31.178638294793746,null,"CES24",91.8464780162344,4.4779274965744955,21.085018285377998,94.164740497086569,0.42296122285371385,10.920524342793383,11.186332263971922,125.13402951997918,1.3615306842432229,-0.55417460460283263,9.772032320234743,9.772032320234743,4,null,-0.22980999999999999,1.1834,4.641E-2,null,403,{"$f":"IF(Calculator!$C$3,OFFSET('SPD Library'!B28,0,Calculator!$C$3-1),Calculator!C29)","v":1.3489999999999999E-3},{"$f":"RefCalc!B28","v":2.8423745072786357E-3},{"$f":"RefCalc!F28","v":1.4537440295172351E-2},null,1.3489999999999999E-3,403,1.6297501310707657E-3]
[null,"path_x test",{"$f":"C27+C25","v":0.69688746830613502},0.5587499980065388,0.25381615897900894,5.5752397185873215E-2,-0.13996699980999658,-0.46123833145820925,-0.57484455785199473,-0.5392543216941299,-0.63753298556008342,-0.41025383327649345,-0.18343639782143356,0.11742029767092196,0.18109218367061908,0.27589582974177773,0.67876526991478336,0.67452919348940976,0.69688746830613502,null,"Gc",{"$f":"($EI$14*(V13/V26)+1-$EI$14)*V23","v":100},58.657931316742896,20.577422863165793,4.8288041872200811,33.200522427546744,10.409681337307704,14.965292516448395,6.8322316464574975,6.6774952803862728,4.7532760452023162,35.905005749573128,18.553921356997307,23.119584374849307,9.5202765751701666,41.435353489323028,35.400382044032312,12.187623487928491,14.608087795414113,19.720618678446108,37.157412494451414,26.637288238281286,61.660673152511009,46.200579352084645,76.446521846072713,74.371698592854273,38.742386395649923,71.52468480009253,41.880341054791721,11.365233229929601,66.204207217794121,29.663333525269852,70.501948714505275,{"$f":"($EI$14*(BB13/BB26)+1-$EI$14)*BB23","v":45.776530108091833},72.848711295488968,29.144785574422343,12.001459439581993,53.50856326045745,16.283672933102221,65.882130064962737,7.6255682139404168,16.575762416451834,69.360423753837324,39.964578057458958,45.453280020839173,4.9659747583965315,26.853947193697003,35.697010192677681,37.815075145681462,54.224866679887832,15.420499862230422,21.723903562643251,24.839385034679562,11.835891501647849,18.980267676167522,69.961926499151446,62.294173744207704,43.362849875012991,26.45653259813562,22.589910113694216,68.618571417725846,69.558853362043905,48.307680341872292,32.965464911103567,7.2265051799621425,{"$f":"($EI$14*(CH13/CH26)+1-$EI$14)*CH23","v":25.769335830227838},10.933101924424689,13.243824216722366,15.447335534757276,29.730746786282605,18.47184266883302,40.58380362226702,7.2322232458261304,46.815749378772352,22.80382339220057,4.7401165779764209,6.3288785981931523,13.40007222118698,11.661872381923756,11.278810680261039,40.42494771542593,29.319174723461522,10.014052026014586,65.804436715673731,39.638580211291277,4.3471198300465206,9.6370857829394776,27.140941359231824,7.5635142198246523,23.181717267844782,7.1843603656722888,9.6104571371052341,52.126820545266895,18.096648705999684,30.238021572739019,6.8828853905127723,32.148453318318147,44.597939710760244,15.918881978945983,23.850915455005545,12.287233799516496,null,"CES25",73.838200698790899,6.328981337036538,27.405162241155509,77.00778746309426,1.5382930106361685,12.514138388130872,15.960562843725297,254.73956628850453,1.3438342009377457,-0.62949805688579308,5.9960786020537284,5.9960786020537284,4,null,0,0,1,null,404,{"$f":"IF(Calculator!$C$3,OFFSET('SPD Library'!B29,0,Calculator!$C$3-1),Calculator!C30)","v":1.451E-3},{"$f":"RefCalc!B29","v":3.0572908895932548E-3},{"$f":"RefCalc!F29","v":1.5091315817597411E-2},null,1.451E-3,404,1.6918435042465713E-3]
[null,"path_y test",{"$f":"C28+C26","v":1.1385497143218043E-2},0.23365701185899251,0.41664217001824172,0.52106405852881887,0.52615415059271942,0.45303531494694826,0.34314102714193007,0.14713742232202287,-0.11665872633852359,-0.40255881013692935,-0.60544867332373564,-0.68368063425957004,-0.66094607121089943,-0.63592839634750842,-0.41552010162898834,-0.20726330226945466,1.1385497143218043E-2,null,"Bc",{"$f":"($EI$14*(V13/V27)+1-$EI$14)*V24","v":99.999999999999986},60.413424882114889,22.803341037091009,5.7852874365234062,28.394279521556445,10.789141899089076,13.336259218758883,7.3777430896609673,7.4768927236362108,5.0413267094443315,24.334657633615773,10.57159500097934,13.217219673265125,6.9094368982871739,37.470644715204223,30.687728598415447,8.3397900007282129,8.6782269326341854,14.707964463500719,18.321823237311087,14.211565989622553,28.191785602652821,20.709891435261422,60.324178042389178,39.903409639284916,12.589979984174031,34.073839466700214,29.831472974937867,6.2494412724850577,32.77900834965525,20.647852972497553,35.309357549273884,{"$f":"($EI$14*(BB13/BB27)+1-$EI$14)*BB24","v":18.106506235523636},50.375298824401398,10.86019686499638,6.6445830452982007,49.126562002897032,7.8404289658173818,50.099454469262902,6.374555021801724,11.987021613502609,62.385642065883346,15.54099743346514,19.125758779406308,4.8082009205610428,13.825999871502519,23.41061861072604,31.971275956482064,38.110678005409454,10.080588720166165,18.113564652853949,22.267833506554226,9.1632075424259014,16.030749889342527,68.665957112862742,63.666597463255158,44.961399588279484,28.202914141659306,25.720038852142316,70.318775313690978,72.464589680198401,52.525882400108067,36.71036865938629,8.0949373359007772,{"$f":"($EI$14*(CH13/CH27)+1-$EI$14)*CH24","v":37.744886790931574},14.124256360893357,23.485155771245058,27.999858375175762,41.26299254187105,23.851088902632686,62.800039972739739,15.698383161515267,52.664151403562258,46.182636209795007,5.3849243309391843,14.555773575382416,37.521115370871179,24.104288444869304,31.736842243069642,58.920783559109516,49.184603084107223,26.131221405850649,74.873445837935861,52.327369372034575,5.7883271038445105,14.835039035430658,47.573861999428892,18.004316197049459,38.966355527518807,13.835590522920969,17.890770430386176,56.38667622677692,27.081854745376667,38.491443307625659,12.450167530218422,42.632239602034694,53.742814342530039,18.837927556138474,28.878587880240563,18.215983528823504,null,"CES26",91.334671126720451,6.4342524478886736,23.738838105258569,93.446190292310945,2.6407830588006367,11.974374993222767,12.539996631062348,157.25151550705502,1.3061123590383563,-0.5710680369568798,2.728555785590558,2.728555785590558,4,null,null,null,null,null,405,{"$f":"IF(Calculator!$C$3,OFFSET('SPD Library'!B30,0,Calculator!$C$3-1),Calculator!C31)","v":1.5529999999999999E-3},{"$f":"RefCalc!B30","v":3.2722072719078735E-3},{"$f":"RefCalc!F30","v":1.5662922768762064E-2},null,1.5529999999999999E-3,405,1.7559246963042209E-3]
[null,null,null,null,null,null,null,null,null,null,null,null,null,null,null,null,null,null,null,null,"Rcw",{"$f":"($EI$14*(V13/V25)+1-$EI$14)*V25","v":100},100,100,100,100,100,100,100,100,100,100,100,100,100,100,100,100,100,100,100,100,100,100,100,100,100,100,100,100,100,100,100,{"$f":"($EI$14*(BB13/BB25)+1-$EI$14)*BB25","v":100},100,100,100,100,100,100,100,100,100,100,100,100,100,100,100,100,100,100,100,100,100,100,100,100,100,100,100,100,100,100,100,{"$f":"($EI$14*(CH13/CH25)+1-$EI$14)*CH25","v":100},100,100,100,100,100,100,100,100,100,100,100,100,100,100,100,100,100,100,100,100,100,100,100,100,100,100,100,100,100,100,100,100,100,100,100,null,"CES27",74.017373578193045,1.5532124125054989,11.688786643324329,74.748259293739011,0.26293900065095499,6.4864559752432873,5.409551163135851,29.263243786584439,1.4386896940933736,-0.48281704231898281,5.2478461747410137,5.2478461747410137,4,null,"invMPHE",null,null,null,406,{"$f":"IF(Calculator!$C$3,OFFSET('SPD Library'!B31,0,Calculator!$C$3-1),Calculator!C32)","v":1.655E-3},{"$f":"RefCalc!B31","v":3.4871236542224925E-3},{"$f":"RefCalc!F31","v":1.625270915838279E-2},null,1.655E-3,406,1.8220439323094297E-3]
[null,null,null,null,null,null,null,null,null,null,null,null,null,null,null,null,null,null,null,null,"Gcw",{"$f":"($EI$14*(V13/V26)+1-$EI$14)*V26","v":100},100,100,100,100,100,100,100,100,100,100,100,100,100,100,100,100,100,100,100,100,100,100,100,100,100,100,100,100,100,100,100,{"$f":"($EI$14*(BB13/BB26)+1-$EI$14)*BB26","v":100},100,100,100,100,100,100,100,100,100,100,100,100,100,100,100,100,100,100,100,100,100,100,100,100,100,100,100,100,100,100,100,{"$f":"($EI$14*(CH13/CH26)+1-$EI$14)*CH26","v":100},100,100,100,100,100,100,100,100,100,100,100,100,100,100,100,100,100,100,100,100,100,100,100,100,100,100,100,100,100,100,100,100,100,100,100,null,"CES28",42.46006995207842,-0.68368345127152574,12.980870806999208,43.358816325862897,-1.1304112572671789,6.353658879777659,6.7027791777253114,44.927248705347999,1.6234162425168037,-0.54050291035302445,7.0733204282793452,7.0733204282793452,5,null,{"$f":"MINVERSE(EH27:EJ29)","v":1.910196834052035},-1.1121238927878747,0.20190795676749937,null,407,{"$f":"IF(Calculator!$C$3,OFFSET('SPD Library'!B32,0,Calculator!$C$3-1),Calculator!C33)","v":1.7570000000000001E-3},{"$f":"RefCalc!B32","v":3.7020400365371121E-3},{"$f":"RefCalc!F32","v":1.6861130724693311E-2},null,1.7570000000000001E-3,407,1.8902523037494926E-3]
[null,null,null,null,null,null,null,null,null,null,null,null,null,null,null,null,null,null,null,null,"Bcw",{"$f":"($EI$14*(V13/V27)+1-$EI$14)*V27","v":99.999999999999986},99.999999999999986,99.999999999999986,99.999999999999986,99.999999999999986,99.999999999999986,99.999999999999986,99.999999999999986,99.999999999999986,99.999999999999986,99.999999999999986,99.999999999999986,99.999999999999986,99.999999999999986,99.999999999999986,99.999999999999986,99.999999999999986,99.999999999999986,99.999999999999986,99.999999999999986,99.999999999999986,99.999999999999986,99.999999999999986,99.999999999999986,99.999999999999986,99.999999999999986,99.999999999999986,99.999999999999986,99.999999999999986,99.999999999999986,99.999999999999986,99.999999999999986,{"$f":"($EI$14*(BB13/BB27)+1-$EI$14)*BB27","v":99.999999999999986},99.999999999999986,99.999999999999986,99.999999999999986,99.999999999999986,99.999999999999986,99.999999999999986,99.999999999999986,99.999999999999986,99.999999999999986,99.999999999999986,99.999999999999986,99.999999999999986,99.999999999999986,99.999999999999986,99.999999999999986,99.999999999999986,99.999999999999986,99.999999999999986,99.999999999999986,99.999999999999986,99.999999999999986,99.999999999999986,99.999999999999986,99.999999999999986,99.999999999999986,99.999999999999986,99.999999999999986,99.999999999999986,99.999999999999986,99.999999999999986,99.999999999999986,{"$f":"($EI$14*(CH13/CH27)+1-$EI$14)*CH27","v":99.999999999999986},99.999999999999986,99.999999999999986,99.999999999999986,99.999999999999986,99.999999999999986,99.999999999999986,99.999999999999986,99.999999999999986,99.999999999999986,99.999999999999986,99.999999999999986,99.999999999999986,99.999999999999986,99.999999999999986,99.999999999999986,99.999999999999986,99.999999999999986,99.999999999999986,99.999999999999986,99.999999999999986,99.999999999999986,99.999999999999986,99.999999999999986,99.999999999999986,99.999999999999986,99.999999999999986,99.999999999999986,99.999999999999986,99.999999999999986,99.999999999999986,99.999999999999986,99.999999999999986,99.999999999999986,99.999999999999986,99.999999999999986,null,"CES29",87.987195869543527,3.1649130541252322,22.213728323670306,89.315337534918527,0.91487868417724372,11.872696534189732,10.665999879069009,113.76355342030011,1.4292732578443832,-0.53299382440321841,3.7023205234528405,3.7023205234528405,4,null,0.37095008824868858,0.62905425739261323,-8.0551421843613255E-6,null,408,{"$f":"IF(Calculator!$C$3,OFFSET('SPD Library'!B33,0,Calculator!$C$3-1),Calculator!C34)","v":1.859E-3},{"$f":"RefCalc!B33","v":3.9169564188517303E-3},{"$f":"RefCalc!F33","v":1.7488650979339292E-2},null,1.859E-3,408,1.9606017735662984E-3]
[null,null,null,null,null,null,null,null,null,null,null,null,null,null,null,null,null,null,null,null,"Xc",{"$f":"MMULT($EH$22:$EJ$24,V28:V30)","v":100},{"$f":"MMULT($EH$22:$EJ$24,W28:W30)","v":75.421545632183907},{"$f":"MMULT($EH$22:$EJ$24,X28:X30)","v":44.72457109126757},{"$f":"MMULT($EH$22:$EJ$24,Y28:Y30)","v":8.76176104915465},{"$f":"MMULT($EH$22:$EJ$24,Z28:Z30)","v":45.52370556764437},{"$f":"MMULT($EH$22:$EJ$24,AA28:AA30)","v":32.277940769664205},{"$f":"MMULT($EH$22:$EJ$24,AB28:AB30)","v":23.089050201379944},{"$f":"MMULT($EH$22:$EJ$24,AC28:AC30)","v":22.982717181894898},{"$f":"MMULT($EH$22:$EJ$24,AD28:AD30)","v":21.665068942663687},{"$f":"MMULT($EH$22:$EJ$24,AE28:AE30)","v":5.4628851089558577},{"$f":"MMULT($EH$22:$EJ$24,AF28:AF30)","v":67.138394075877173},{"$f":"MMULT($EH$22:$EJ$24,AG28:AG30)","v":36.778134319319634},{"$f":"MMULT($EH$22:$EJ$24,AH28:AH30)","v":47.853363339791883},{"$f":"MMULT($EH$22:$EJ$24,AI28:AI30)","v":17.730311603007014},{"$f":"MMULT($EH$22:$EJ$24,AJ28:AJ30)","v":45.58571763186314},{"$f":"MMULT($EH$22:$EJ$24,AK28:AK30)","v":47.08590787187336},{"$f":"MMULT($EH$22:$EJ$24,AL28:AL30)","v":21.763250772815091},{"$f":"MMULT($EH$22:$EJ$24,AM28:AM30)","v":21.378536133844907},{"$f":"MMULT($EH$22:$EJ$24,AN28:AN30)","v":26.728412072930837},{"$f":"MMULT($EH$22:$EJ$24,AO28:AO30)","v":46.332146530044277},{"$f":"MMULT($EH$22:$EJ$24,AP28:AP30)","v":48.843281589142741},{"$f":"MMULT($EH$22:$EJ$24,AQ28:AQ30)","v":76.456465296044129},{"$f":"MMULT($EH$22:$EJ$24,AR28:AR30)","v":62.671732521829959},{"$f":"MMULT($EH$22:$EJ$24,AS28:AS30)","v":78.815668538467293},{"$f":"MMULT($EH$22:$EJ$24,AT28:AT30)","v":78.37515012547199},{"$f":"MMULT($EH$22:$EJ$24,AU28:AU30)","v":44.169237616969305},{"$f":"MMULT($EH$22:$EJ$24,AV28:AV30)","v":78.516042391786044},{"$f":"MMULT($EH$22:$EJ$24,AW28:AW30)","v":42.108778206664311},{"$f":"MMULT($EH$22:$EJ$24,AX28:AX30)","v":10.915371944306777},{"$f":"MMULT($EH$22:$EJ$24,AY28:AY30)","v":68.482141177578299},{"$f":"MMULT($EH$22:$EJ$24,AZ28:AZ30)","v":31.339622348579883},{"$f":"MMULT($EH$22:$EJ$24,BA28:BA30)","v":70.929858279765199},{"$f":"MMULT($EH$22:$EJ$24,BB28:BB30)","v":45.555057445577489},{"$f":"MMULT($EH$22:$EJ$24,BC28:BC30)","v":73.045405787926654},{"$f":"MMULT($EH$22:$EJ$24,BD28:BD30)","v":25.838780699771146},{"$f":"MMULT($EH$22:$EJ$24,BE28:BE30)","v":10.499536965786763},{"$f":"MMULT($EH$22:$EJ$24,BF28:BF30)","v":53.963064261402479},{"$f":"MMULT($EH$22:$EJ$24,BG28:BG30)","v":13.273505524123454},{"$f":"MMULT($EH$22:$EJ$24,BH28:BH30)","v":63.722545193294437},{"$f":"MMULT($EH$22:$EJ$24,BI28:BI30)","v":7.5691986517175307},{"$f":"MMULT($EH$22:$EJ$24,BJ28:BJ30)","v":16.194180927520321},{"$f":"MMULT($EH$22:$EJ$24,BK28:BK30)","v":68.03191388249725},{"$f":"MMULT($EH$22:$EJ$24,BL28:BL30)","v":26.572975638808074},{"$f":"MMULT($EH$22:$EJ$24,BM28:BM30)","v":30.625629385612701},{"$f":"MMULT($EH$22:$EJ$24,BN28:BN30)","v":4.9196926085759429},{"$f":"MMULT($EH$22:$EJ$24,BO28:BO30)","v":17.0656756316667},{"$f":"MMULT($EH$22:$EJ$24,BP28:BP30)","v":26.20774560158263},{"$f":"MMULT($EH$22:$EJ$24,BQ28:BQ30)","v":35.123419951166341},{"$f":"MMULT($EH$22:$EJ$24,BR28:BR30)","v":36.05336373472268},{"$f":"MMULT($EH$22:$EJ$24,BS28:BS30)","v":10.155615247156634},{"$f":"MMULT($EH$22:$EJ$24,BT28:BT30)","v":16.023337961562742},{"$f":"MMULT($EH$22:$EJ$24,BU28:BU30)","v":20.24933588607832},{"$f":"MMULT($EH$22:$EJ$24,BV28:BV30)","v":7.4132264723763406},{"$f":"MMULT($EH$22:$EJ$24,BW28:BW30)","v":8.5394462947307712},{"$f":"MMULT($EH$22:$EJ$24,BX28:BX30)","v":57.563732073704202},{"$f":"MMULT($EH$22:$EJ$24,BY28:BY30)","v":50.805557819995371},{"$f":"MMULT($EH$22:$EJ$24,BZ28:BZ30)","v":24.813523985387633},{"$f":"MMULT($EH$22:$EJ$24,CA28:CA30)","v":12.665534896143074},{"$f":"MMULT($EH$22:$EJ$24,CB28:CB30)","v":10.729741235366882},{"$f":"MMULT($EH$22:$EJ$24,CC28:CC30)","v":58.094619235854076},{"$f":"MMULT($EH$22:$EJ$24,CD28:CD30)","v":67.092345266625017},{"$f":"MMULT($EH$22:$EJ$24,CE28:CE30)","v":42.310158660205047},{"$f":"MMULT($EH$22:$EJ$24,CF28:CF30)","v":32.793506005757123},{"$f":"MMULT($EH$22:$EJ$24,CG28:CG30)","v":7.3283911146108736},{"$f":"MMULT($EH$22:$EJ$24,CH28:CH30)","v":15.629542280669021},{"$f":"MMULT($EH$22:$EJ$24,CI28:CI30)","v":7.3086606189533132},{"$f":"MMULT($EH$22:$EJ$24,CJ28:CJ30)","v":8.9018456880224281},{"$f":"MMULT($EH$22:$EJ$24,CK28:CK30)","v":10.525350723736581},{"$f":"MMULT($EH$22:$EJ$24,CL28:CL30)","v":25.598968210734206},{"$f":"MMULT($EH$22:$EJ$24,CM28:CM30)","v":18.886203719057878},{"$f":"MMULT($EH$22:$EJ$24,CN28:CN30)","v":35.392355543727739},{"$f":"MMULT($EH$22:$EJ$24,CO28:CO30)","v":6.9204361994680799},{"$f":"MMULT($EH$22:$EJ$24,CP28:CP30)","v":45.583424195849723},{"$f":"MMULT($EH$22:$EJ$24,CQ28:CQ30)","v":19.166128140763103},{"$f":"MMULT($EH$22:$EJ$24,CR28:CR30)","v":4.9903534201278505},{"$f":"MMULT($EH$22:$EJ$24,CS28:CS30)","v":6.4293496026802854},{"$f":"MMULT($EH$22:$EJ$24,CT28:CT30)","v":15.210577442549159},{"$f":"MMULT($EH$22:$EJ$24,CU28:CU30)","v":13.587798004945576},{"$f":"MMULT($EH$22:$EJ$24,CV28:CV30)","v":12.812290012999696},{"$f":"MMULT($EH$22:$EJ$24,CW28:CW30)","v":44.361115527797594},{"$f":"MMULT($EH$22:$EJ$24,CX28:CX30)","v":35.194346877830938},{"$f":"MMULT($EH$22:$EJ$24,CY28:CY30)","v":16.760401801937228},{"$f":"MMULT($EH$22:$EJ$24,CZ28:CZ30)","v":68.630797305212724},{"$f":"MMULT($EH$22:$EJ$24,DA28:DA30)","v":43.817071848025364},{"$f":"MMULT($EH$22:$EJ$24,DB28:DB30)","v":5.43749844718457},{"$f":"MMULT($EH$22:$EJ$24,DC28:DC30)","v":13.010516346391515},{"$f":"MMULT($EH$22:$EJ$24,DD28:DD30)","v":39.991567053570378},{"$f":"MMULT($EH$22:$EJ$24,DE28:DE30)","v":14.099038555808852},{"$f":"MMULT($EH$22:$EJ$24,DF28:DF30)","v":37.065376414104698},{"$f":"MMULT($EH$22:$EJ$24,DG28:DG30)","v":13.545020441171561},{"$f":"MMULT($EH$22:$EJ$24,DH28:DH30)","v":17.94542429258038},{"$f":"MMULT($EH$22:$EJ$24,DI28:DI30)","v":56.417640575694094},{"$f":"MMULT($EH$22:$EJ$24,DJ28:DJ30)","v":30.107525674841199},{"$f":"MMULT($EH$22:$EJ$24,DK28:DK30)","v":41.645501813116873},{"$f":"MMULT($EH$22:$EJ$24,DL28:DL30)","v":16.906136132216297},{"$f":"MMULT($EH$22:$EJ$24,DM28:DM30)","v":49.687334296653034},{"$f":"MMULT($EH$22:$EJ$24,DN28:DN30)","v":62.199529773582185},{"$f":"MMULT($EH$22:$EJ$24,DO28:DO30)","v":25.115534391166005},{"$f":"MMULT($EH$22:$EJ$24,DP28:DP30)","v":46.780558027309731},{"$f":"MMULT($EH$22:$EJ$24,DQ28:DQ30)","v":34.078002708626784},null,"CES30",65.376006729724466,4.0631833277587805,11.693927194535412,65.765402049082837,2.4008618519506424,7.1577554015493936,4.8468335992845004,23.491795939153146,1.2363852346104736,-0.42403039376073498,0.61780713329716264,0.61780713329716264,4,null,0,0,1,null,409,{"$f":"IF(Calculator!$C$3,OFFSET('SPD Library'!B34,0,Calculator!$C$3-1),Calculator!C35)","v":1.9599999999999999E-3},{"$f":"RefCalc!B34","v":4.1297657778103236E-3},{"$f":"RefCalc!F34","v":1.8135741250691541E-2},null,1.9599999999999999E-3,409,2.0331451810120483E-3]
[null,null,null,null,null,null,null,null,null,null,null,null,null,null,null,null,null,null,null,null,"Yc",100.00000000000001,65.60042756644043,30.578848057467493,6.4556117500919745,38.326334722677615,19.473201278884851,18.338733759268742,13.524993342385109,12.887274928545404,5.0463730105362927,48.894260263947814,26.137455523761812,33.408502895964176,12.933069675753186,43.170265282564806,40.261528412284086,16.171007041581955,17.436267337507712,22.643831510994637,41.029387058341477,35.887601572265055,67.916183541094483,53.121410974317961,77.487505599409602,76.157182752030863,41.087513887126939,74.55962546300583,42.01906452605521,11.197450121928771,67.270612029802081,30.391140392460549,70.807933697302218,45.785840745547269,73.012371736732447,27.841187470899325,11.398453294213502,53.712978003178144,15.066742575189497,65.044607057631211,7.6067733614606174,16.43435685110687,68.835213610741704,34.502697226445193,39.403081196292547,4.9473662839216237,22.844087790924419,31.808386282648566,36.720676264607171,46.751239413548205,13.257595622159361,19.374078850450736,22.946099344013795,10.012360030159101,14.663080844037168,64.827319952070553,57.526857555889634,35.667877395344213,20.733458565543749,17.662153219746763,64.249933157360999,68.525809275976343,45.806152053059584,32.880498680471284,7.2655657259259048,21.522390510211778,9.419024333521465,11.406546719916808,13.361185898309039,27.975884635617593,18.623947339325039,38.35064044255266,7.072041796185264,46.283549505033555,21.210478740913103,4.8414892601093165,6.340462143823669,14.06242211895453,12.414744662094295,11.839712813566821,41.988991168820547,31.68197598597197,12.751674343951386,66.942888062593482,41.324293619659784,4.7938406588260625,11.016456704980484,32.393157956820033,10.234487941240349,28.879136970445657,9.7966972112606019,13.035237332641826,53.889899073036418,23.042603834198211,34.93652880348094,11.017413139444361,39.38041945843144,51.860793104076777,19.720442937979513,33.337417367672906,21.298352995876765,null,"CES31",89.46495653860228,1.6313175214606983,22.092183544540191,90.69852242130483,0.35832383062462997,11.854979494103254,10.389540148349136,107.94254449415858,1.4970887082933295,-0.52745761101256117,2.4918634204280323,2.4918634204280323,4,null,null,null,null,null,410,{"$f":"IF(Calculator!$C$3,OFFSET('SPD Library'!B35,0,Calculator!$C$3-1),Calculator!C36)","v":2.062E-3},{"$f":"RefCalc!B35","v":4.3446821601249427E-3},{"$f":"RefCalc!F35","v":1.880288072554849E-2},null,2.062E-3,410,2.1079362463243961E-3]
[null,null,null,null,null,null,null,null,null,null,null,null,null,null,null,null,null,null,null,null,"Zc",99.999999999999972,60.295906477847005,22.628935316489372,5.7669369875683252,28.204667737060298,10.603490481378126,13.237324882071066,7.2451240885284163,7.3587864325605068,5.0399708980823368,23.864430050639058,10.276379095889993,12.832320463555661,6.7931220417814817,37.367065237406699,30.50530210330767,8.1905374747246817,8.5183629127949416,14.561544761777913,17.922337943591121,13.806146800358267,27.495176032749445,20.133643531060816,60.030405695161484,39.284672059671422,12.099534352713235,33.378361229639999,29.625470167544766,6.1667783556985007,32.193086844129759,20.480490742438835,34.709762127467229,17.639977251421048,49.993079470630526,10.579662775363875,6.5670789806788052,49.048379407432989,7.7239177854610883,49.851210268150531,6.3538695425368177,11.91268234446308,62.279222512842956,15.245110661245739,18.81025013929214,4.8059362022310159,13.691400498933238,23.28594805824412,31.895977729743649,37.997458875514567,10.036423199067855,18.102508812897224,22.264611091943667,9.1568026912737519,16.072517440491588,68.752912716385467,63.790741841605723,45.151388940153176,28.353612467438968,25.877205963644151,70.439996303684467,72.535450110072446,52.649977889165996,36.775283058078713,8.1087456464148371,38.036702921650075,14.210119634025427,23.696686189536425,28.255613376843144,41.49453285152984,23.938524107851016,63.221775672249173,15.844460122522618,52.773993143894906,46.61040808876988,5.3936434988217545,14.694178606282664,37.913600465452255,24.298031852196445,32.069743012778247,59.199359296959692,49.469336150157119,26.344841803301907,75.002166126061567,52.505499047450812,5.8031506767774275,14.893414353471373,47.806935479006945,18.123683186273301,39.111656635629892,13.892333109135967,17.957753640212026,56.421111122286497,27.128485617456828,38.530984350680257,12.456388349730862,42.655688320632564,53.743043488909748,18.806572024617097,28.762311704248813,18.124966361555519,null,"CES32",76.516153054340592,0.53447192375517949,24.494265985309877,77.78033985147573,-2.7178636663000004,12.495377344477541,12.495966695837728,156.14918366348567,1.5489795014545571,-0.54758584427233659,13.521253792727293,13.521253792727293,4,null,null,null,null,null,411,{"$f":"IF(Calculator!$C$3,OFFSET('SPD Library'!B36,0,Calculator!$C$3-1),Calculator!C37)","v":2.2130000000000001E-3},{"$f":"RefCalc!B36","v":4.6628426868848202E-3},{"$f":"RefCalc!F36","v":1.9490556489202358E-2},null,2.2130000000000001E-3,411,2.1850295752181533E-3]
[null,null,null,null,null,null,null,null,null,null,null,null,null,null,null,null,null,null,null,null,"Xcw",{"$f":"MMULT($EH$22:$EJ$24,V31:V33)","v":100},{"$f":"MMULT($EH$22:$EJ$24,W31:W33)","v":100},{"$f":"MMULT($EH$22:$EJ$24,X31:X33)","v":100},{"$f":"MMULT($EH$22:$EJ$24,Y31:Y33)","v":100},{"$f":"MMULT($EH$22:$EJ$24,Z31:Z33)","v":100},{"$f":"MMULT($EH$22:$EJ$24,AA31:AA33)","v":100},{"$f":"MMULT($EH$22:$EJ$24,AB31:AB33)","v":100},{"$f":"MMULT($EH$22:$EJ$24,AC31:AC33)","v":100},{"$f":"MMULT($EH$22:$EJ$24,AD31:AD33)","v":100},{"$f":"MMULT($EH$22:$EJ$24,AE31:AE33)","v":100},{"$f":"MMULT($EH$22:$EJ$24,AF31:AF33)","v":100},{"$f":"MMULT($EH$22:$EJ$24,AG31:AG33)","v":100},{"$f":"MMULT($EH$22:$EJ$24,AH31:AH33)","v":100},{"$f":"MMULT($EH$22:$EJ$24,AI31:AI33)","v":100},{"$f":"MMULT($EH$22:$EJ$24,AJ31:AJ33)","v":100},{"$f":"MMULT($EH$22:$EJ$24,AK31:AK33)","v":100},{"$f":"MMULT($EH$22:$EJ$24,AL31:AL33)","v":100},{"$f":"MMULT($EH$22:$EJ$24,AM31:AM33)","v":100},{"$f":"MMULT($EH$22:$EJ$24,AN31:AN33)","v":100},{"$f":"MMULT($EH$22:$EJ$24,AO31:AO33)","v":100},{"$f":"MMULT($EH$22:$EJ$24,AP31:AP33)","v":100},{"$f":"MMULT($EH$22:$EJ$24,AQ31:AQ33)","v":100},{"$f":"MMULT($EH$22:$EJ$24,AR31:AR33)","v":100},{"$f":"MMULT($EH$22:$EJ$24,AS31:AS33)","v":100},{"$f":"MMULT($EH$22:$EJ$24,AT31:AT33)","v":100},{"$f":"MMULT($EH$22:$EJ$24,AU31:AU33)","v":100},{"$f":"MMULT($EH$22:$EJ$24,AV31:AV33)","v":100},{"$f":"MMULT($EH$22:$EJ$24,AW31:AW33)","v":100},{"$f":"MMULT($EH$22:$EJ$24,AX31:AX33)","v":100},{"$f":"MMULT($EH$22:$EJ$24,AY31:AY33)","v":100},{"$f":"MMULT($EH$22:$EJ$24,AZ31:AZ33)","v":100},{"$f":"MMULT($EH$22:$EJ$24,BA31:BA33)","v":100},{"$f":"MMULT($EH$22:$EJ$24,BB31:BB33)","v":100},{"$f":"MMULT($EH$22:$EJ$24,BC31:BC33)","v":100},{"$f":"MMULT($EH$22:$EJ$24,BD31:BD33)","v":100},{"$f":"MMULT($EH$22:$EJ$24,BE31:BE33)","v":100},{"$f":"MMULT($EH$22:$EJ$24,BF31:BF33)","v":100},{"$f":"MMULT($EH$22:$EJ$24,BG31:BG33)","v":100},{"$f":"MMULT($EH$22:$EJ$24,BH31:BH33)","v":100},{"$f":"MMULT($EH$22:$EJ$24,BI31:BI33)","v":100},{"$f":"MMULT($EH$22:$EJ$24,BJ31:BJ33)","v":100},{"$f":"MMULT($EH$22:$EJ$24,BK31:BK33)","v":100},{"$f":"MMULT($EH$22:$EJ$24,BL31:BL33)","v":100},{"$f":"MMULT($EH$22:$EJ$24,BM31:BM33)","v":100},{"$f":"MMULT($EH$22:$EJ$24,BN31:BN33)","v":100},{"$f":"MMULT($EH$22:$EJ$24,BO31:BO33)","v":100},{"$f":"MMULT($EH$22:$EJ$24,BP31:BP33)","v":100},{"$f":"MMULT($EH$22:$EJ$24,BQ31:BQ33)","v":100},{"$f":"MMULT($EH$22:$EJ$24,BR31:BR33)","v":100},{"$f":"MMULT($EH$22:$EJ$24,BS31:BS33)","v":100},{"$f":"MMULT($EH$22:$EJ$24,BT31:BT33)","v":100},{"$f":"MMULT($EH$22:$EJ$24,BU31:BU33)","v":100},{"$f":"MMULT($EH$22:$EJ$24,BV31:BV33)","v":100},{"$f":"MMULT($EH$22:$EJ$24,BW31:BW33)","v":100},{"$f":"MMULT($EH$22:$EJ$24,BX31:BX33)","v":100},{"$f":"MMULT($EH$22:$EJ$24,BY31:BY33)","v":100},{"$f":"MMULT($EH$22:$EJ$24,BZ31:BZ33)","v":100},{"$f":"MMULT($EH$22:$EJ$24,CA31:CA33)","v":100},{"$f":"MMULT($EH$22:$EJ$24,CB31:CB33)","v":100},{"$f":"MMULT($EH$22:$EJ$24,CC31:CC33)","v":100},{"$f":"MMULT($EH$22:$EJ$24,CD31:CD33)","v":100},{"$f":"MMULT($EH$22:$EJ$24,CE31:CE33)","v":100},{"$f":"MMULT($EH$22:$EJ$24,CF31:CF33)","v":100},{"$f":"MMULT($EH$22:$EJ$24,CG31:CG33)","v":100},{"$f":"MMULT($EH$22:$EJ$24,CH31:CH33)","v":100},{"$f":"MMULT($EH$22:$EJ$24,CI31:CI33)","v":100},{"$f":"MMULT($EH$22:$EJ$24,CJ31:CJ33)","v":100},{"$f":"MMULT($EH$22:$EJ$24,CK31:CK33)","v":100},{"$f":"MMULT($EH$22:$EJ$24,CL31:CL33)","v":100},{"$f":"MMULT($EH$22:$EJ$24,CM31:CM33)","v":100},{"$f":"MMULT($EH$22:$EJ$24,CN31:CN33)","v":100},{"$f":"MMULT($EH$22:$EJ$24,CO31:CO33)","v":100},{"$f":"MMULT($EH$22:$EJ$24,CP31:CP33)","v":100},{"$f":"MMULT($EH$22:$EJ$24,CQ31:CQ33)","v":100},{"$f":"MMULT($EH$22:$EJ$24,CR31:CR33)","v":100},{"$f":"MMULT($EH$22:$EJ$24,CS31:CS33)","v":100},{"$f":"MMULT($EH$22:$EJ$24,CT31:CT33)","v":100},{"$f":"MMULT($EH$22:$EJ$24,CU31:CU33)","v":100},{"$f":"MMULT($EH$22:$EJ$24,CV31:CV33)","v":100},{"$f":"MMULT($EH$22:$EJ$24,CW31:CW33)","v":100},{"$f":"MMULT($EH$22:$EJ$24,CX31:CX33)","v":100},{"$f":"MMULT($EH$22:$EJ$24,CY31:CY33)","v":100},{"$f":"MMULT($EH$22:$EJ$24,CZ31:CZ33)","v":100},{"$f":"MMULT($EH$22:$EJ$24,DA31:DA33)","v":100},{"$f":"MMULT($EH$22:$EJ$24,DB31:DB33)","v":100},{"$f":"MMULT($EH$22:$EJ$24,DC31:DC33)","v":100},{"$f":"MMULT($EH$22:$EJ$24,DD31:DD33)","v":100},{"$f":"MMULT($EH$22:$EJ$24,DE31:DE33)","v":100},{"$f":"MMULT($EH$22:$EJ$24,DF31:DF33)","v":100},{"$f":"MMULT($EH$22:$EJ$24,DG31:DG33)","v":100},{"$f":"MMULT($EH$22:$EJ$24,DH31:DH33)","v":100},{"$f":"MMULT($EH$22:$EJ$24,DI31:DI33)","v":100},{"$f":"MMULT($EH$22:$EJ$24,DJ31:DJ33)","v":100},{"$f":"MMULT($EH$22:$EJ$24,DK31:DK33)","v":100},{"$f":"MMULT($EH$22:$EJ$24,DL31:DL33)","v":100},{"$f":"MMULT($EH$22:$EJ$24,DM31:DM33)","v":100},{"$f":"MMULT($EH$22:$EJ$24,DN31:DN33)","v":100},{"$f":"MMULT($EH$22:$EJ$24,DO31:DO33)","v":100},{"$f":"MMULT($EH$22:$EJ$24,DP31:DP33)","v":100},{"$f":"MMULT($EH$22:$EJ$24,DQ31:DQ33)","v":100},null,"CES33",90.325459867498509,1.6038051345873539,14.141595727239993,90.8866755777875,0.41979795323431829,8.5955345429076484,5.698739399141588,{"$f":"DZ37^2","v":32.475630739328629},{"$f":"MOD(ATAN2(DU37,DV37),2*PI())","v":1.4578683565206108},-0.43447349321950002,3.6742449189446234,3.6742449189446234,4,null,null,null,null,null,412,{"$f":"IF(Calculator!$C$3,OFFSET('SPD Library'!B37,0,Calculator!$C$3-1),Calculator!C38)","v":2.3519999999999999E-3},{"$f":"RefCalc!B37","v":4.9557189333723885E-3},{"$f":"RefCalc!F37","v":2.0199263563843363E-2},null,2.3519999999999999E-3,412,2.2644806631906705E-3]
[null,null,null,null,null,null,null,null,null,null,null,null,null,null,null,null,null,null,null,null,"Ycw",100.00000000000001,100.00000000000001,100.00000000000001,100.00000000000001,100.00000000000001,100.00000000000001,100.00000000000001,100.00000000000001,100.00000000000001,100.00000000000001,100.00000000000001,100.00000000000001,100.00000000000001,100.00000000000001,100.00000000000001,100.00000000000001,100.00000000000001,100.00000000000001,100.00000000000001,100.00000000000001,100.00000000000001,100.00000000000001,100.00000000000001,100.00000000000001,100.00000000000001,100.00000000000001,100.00000000000001,100.00000000000001,100.00000000000001,100.00000000000001,100.00000000000001,100.00000000000001,100.00000000000001,100.00000000000001,100.00000000000001,100.00000000000001,100.00000000000001,100.00000000000001,100.00000000000001,100.00000000000001,100.00000000000001,100.00000000000001,100.00000000000001,100.00000000000001,100.00000000000001,100.00000000000001,100.00000000000001,100.00000000000001,100.00000000000001,100.00000000000001,100.00000000000001,100.00000000000001,100.00000000000001,100.00000000000001,100.00000000000001,100.00000000000001,100.00000000000001,100.00000000000001,100.00000000000001,100.00000000000001,100.00000000000001,100.00000000000001,100.00000000000001,100.00000000000001,100.00000000000001,100.00000000000001,100.00000000000001,100.00000000000001,100.00000000000001,100.00000000000001,100.00000000000001,100.00000000000001,100.00000000000001,100.00000000000001,100.00000000000001,100.00000000000001,100.00000000000001,100.00000000000001,100.00000000000001,100.00000000000001,100.00000000000001,100.00000000000001,100.00000000000001,100.00000000000001,100.00000000000001,100.00000000000001,100.00000000000001,100.00000000000001,100.00000000000001,100.00000000000001,100.00000000000001,100.00000000000001,100.00000000000001,100.00000000000001,100.00000000000001,100.00000000000001,100.00000000000001,100.00000000000001,100.00000000000001,100.00000000000001,null,"CES34",62.731481440270429,-4.8948984126678798,22.606826327163699,64.638624848669352,-4.8525932545143036,11.255765317362266,11.510237693238146,132.48557175484021,1.7840277636252477,-0.53574002513246888,11.104612043257077,11.104612043257077,5,null,null,null,null,null,413,{"$f":"IF(Calculator!$C$3,OFFSET('SPD Library'!B38,0,Calculator!$C$3-1),Calculator!C39)","v":2.4659999999999999E-3},{"$f":"RefCalc!B38","v":5.1959195959593151E-3},{"$f":"RefCalc!F38","v":2.0929504945275408E-2},null,2.4659999999999999E-3,413,2.3463458996379281E-3]
[null,null,null,null,null,null,null,null,null,null,null,null,null,null,null,null,null,null,null,null,"Zcw",99.999999999999972,99.999999999999972,99.999999999999972,99.999999999999972,99.999999999999972,99.999999999999972,99.999999999999972,99.999999999999972,99.999999999999972,99.999999999999972,99.999999999999972,99.999999999999972,99.999999999999972,99.999999999999972,99.999999999999972,99.999999999999972,99.999999999999972,99.999999999999972,99.999999999999972,99.999999999999972,99.999999999999972,99.999999999999972,99.999999999999972,99.999999999999972,99.999999999999972,99.999999999999972,99.999999999999972,99.999999999999972,99.999999999999972,99.999999999999972,99.999999999999972,99.999999999999972,99.999999999999972,99.999999999999972,99.999999999999972,99.999999999999972,99.999999999999972,99.999999999999972,99.999999999999972,99.999999999999972,99.999999999999972,99.999999999999972,99.999999999999972,99.999999999999972,99.999999999999972,99.999999999999972,99.999999999999972,99.999999999999972,99.999999999999972,99.999999999999972,99.999999999999972,99.999999999999972,99.999999999999972,99.999999999999972,99.999999999999972,99.999999999999972,99.999999999999972,99.999999999999972,99.999999999999972,99.999999999999972,99.999999999999972,99.999999999999972,99.999999999999972,99.999999999999972,99.999999999999972,99.999999999999972,99.999999999999972,99.999999999999972,99.999999999999972,99.999999999999972,99.999999999999972,99.999999999999972,99.999999999999972,99.999999999999972,99.999999999999972,99.999999999999972,99.999999999999972,99.999999999999972,99.999999999999972,99.999999999999972,99.999999999999972,99.999999999999972,99.999999999999972,99.999999999999972,99.999999999999972,99.999999999999972,99.999999999999972,99.999999999999972,99.999999999999972,99.999999999999972,99.999999999999972,99.999999999999972,99.999999999999972,99.999999999999972,99.999999999999972,99.999999999999972,99.999999999999972,99.999999999999972,99.999999999999972,99.999999999999972,null,"CES35",42.613168650155266,-4.6527110923046573,12.596545243738351,43.688180749056208,-4.4515356055143194,6.686231783979391,6.0106511944943763,36.127927781876672,1.9246167669413068,-0.43891564155026302,13.382323151375914,13.382323151375914,5,null,null,null,null,null,414,{"$f":"IF(Calculator!$C$3,OFFSET('SPD Library'!B39,0,Calculator!$C$3-1),Calculator!C40)","v":2.5430000000000001E-3},{"$f":"RefCalc!B39","v":5.3581603943732925E-3},{"$f":"RefCalc!F39","v":2.1681791637920608E-2},null,2.5430000000000001E-3,414,2.4306825717787901E-3]
[null,null,null,null,null,null,null,null,null,null,null,null,null,null,null,null,null,null,null,null,"R'",{"$f":"MMULT($EH$27:$EJ$29,V34:V36)","v":100.00100000000002},{"$f":"MMULT($EH$27:$EJ$29,W34:W36)","v":69.845831211367511},{"$f":"MMULT($EH$27:$EJ$29,X34:X36)","v":36.717382703910459},{"$f":"MMULT($EH$27:$EJ$29,Y34:Y36)","v":7.4085906798625523},{"$f":"MMULT($EH$27:$EJ$29,Z34:Z36)","v":41.927978136445205},{"$f":"MMULT($EH$27:$EJ$29,AA34:AA36)","v":25.161399883397092},{"$f":"MMULT($EH$27:$EJ$29,AB34:AB36)","v":20.591541817719406},{"$f":"MMULT($EH$27:$EJ$29,AC34:AC36)","v":17.704998262707338},{"$f":"MMULT($EH$27:$EJ$29,AD34:AD36)","v":16.743179381400815},{"$f":"MMULT($EH$27:$EJ$29,AE34:AE36)","v":5.2092461223493638},{"$f":"MMULT($EH$27:$EJ$29,AF34:AF36)","v":57.974017635580587},{"$f":"MMULT($EH$27:$EJ$29,AG34:AG36)","v":31.532445325078847},{"$f":"MMULT($EH$27:$EJ$29,AH34:AH36)","v":40.657077578339134},{"$f":"MMULT($EH$27:$EJ$29,AI34:AI36)","v":15.285823237760926},{"$f":"MMULT($EH$27:$EJ$29,AJ34:AJ36)","v":44.56861869981573},{"$f":"MMULT($EH$27:$EJ$29,AK34:AK36)","v":43.689079832755006},{"$f":"MMULT($EH$27:$EJ$29,AL34:AL36)","v":18.978425401671569},{"$f":"MMULT($EH$27:$EJ$29,AM34:AM36)","v":19.674443992938059},{"$f":"MMULT($EH$27:$EJ$29,AN34:AN36)","v":24.871774161530276},{"$f":"MMULT($EH$27:$EJ$29,AO34:AO36)","v":44.914398370277915},{"$f":"MMULT($EH$27:$EJ$29,AP34:AP36)","v":42.674287369111809},{"$f":"MMULT($EH$27:$EJ$29,AQ34:AQ36)","v":74.425420776407918},{"$f":"MMULT($EH$27:$EJ$29,AR34:AR36)","v":59.439275541144085},{"$f":"MMULT($EH$27:$EJ$29,AS34:AS36)","v":79.379403473912021},{"$f":"MMULT($EH$27:$EJ$29,AT34:AT36)","v":79.923437530236981},{"$f":"MMULT($EH$27:$EJ$29,AU34:AU36)","v":44.569677546790352},{"$f":"MMULT($EH$27:$EJ$29,AV34:AV36)","v":79.342368170456623},{"$f":"MMULT($EH$27:$EJ$29,AW34:AW36)","v":43.029575039298244},{"$f":"MMULT($EH$27:$EJ$29,AX34:AX36)","v":11.48344666439592},{"$f":"MMULT($EH$27:$EJ$29,AY34:AY36)","v":70.50332944171096},{"$f":"MMULT($EH$27:$EJ$29,AZ34:AZ36)","v":31.540847121447452},{"$f":"MMULT($EH$27:$EJ$29,BA34:BA36)","v":73.696361144785456},{"$f":"MMULT($EH$27:$EJ$29,BB34:BB36)","v":47.910876583841358},{"$f":"MMULT($EH$27:$EJ$29,BC34:BC36)","v":74.837133476037621},{"$f":"MMULT($EH$27:$EJ$29,BD34:BD36)","v":28.419244703042402},{"$f":"MMULT($EH$27:$EJ$29,BE34:BE36)","v":11.428383127384169},{"$f":"MMULT($EH$27:$EJ$29,BF34:BF36)","v":54.177986866164012},{"$f":"MMULT($EH$27:$EJ$29,BG34:BG36)","v":14.945784285900132},{"$f":"MMULT($EH$27:$EJ$29,BH34:BH36)","v":65.725453233947448},{"$f":"MMULT($EH$27:$EJ$29,BI34:BI36)","v":7.6907846615331792},{"$f":"MMULT($EH$27:$EJ$29,BJ34:BJ36)","v":16.6966875856772},{"$f":"MMULT($EH$27:$EJ$29,BK34:BK36)","v":69.038673405366339},{"$f":"MMULT($EH$27:$EJ$29,BL34:BL36)","v":32.927937364449292},{"$f":"MMULT($EH$27:$EJ$29,BM34:BM36)","v":37.603058429529263},{"$f":"MMULT($EH$27:$EJ$29,BN34:BN36)","v":4.947758768392915},{"$f":"MMULT($EH$27:$EJ$29,BO34:BO36)","v":21.312544665351869},{"$f":"MMULT($EH$27:$EJ$29,BP34:BP36)","v":30.296624126189332},{"$f":"MMULT($EH$27:$EJ$29,BQ34:BQ36)","v":36.478183994181855},{"$f":"MMULT($EH$27:$EJ$29,BR34:BR36)","v":43.271385247879735},{"$f":"MMULT($EH$27:$EJ$29,BS34:BS36)","v":12.302297272422109},{"$f":"MMULT($EH$27:$EJ$29,BT34:BT36)","v":18.168502489985411},{"$f":"MMULT($EH$27:$EJ$29,BU34:BU36)","v":21.94899261348808},{"$f":"MMULT($EH$27:$EJ$29,BV34:BV36)","v":9.066867066379384},{"$f":"MMULT($EH$27:$EJ$29,BW34:BW36)","v":12.165891383226379},{"$f":"MMULT($EH$27:$EJ$29,BX34:BX36)","v":61.688409754495623},{"$f":"MMULT($EH$27:$EJ$29,BY34:BY36)","v":54.4152326887897},{"$f":"MMULT($EH$27:$EJ$29,BZ34:BZ36)","v":30.692021318378419},{"$f":"MMULT($EH$27:$EJ$29,CA34:CA36)","v":16.989961657926155},{"$f":"MMULT($EH$27:$EJ$29,CB34:CB36)","v":14.31433921695643},{"$f":"MMULT($EH$27:$EJ$29,CC34:CC36)","v":61.364754099989383},{"$f":"MMULT($EH$27:$EJ$29,CD34:CD36)","v":67.652380734158115},{"$f":"MMULT($EH$27:$EJ$29,CE34:CE36)","v":43.905714312665921},{"$f":"MMULT($EH$27:$EJ$29,CF34:CF36)","v":32.540483935365081},{"$f":"MMULT($EH$27:$EJ$29,CG34:CG36)","v":7.2237806676635143},{"$f":"MMULT($EH$27:$EJ$29,CH34:CH36)","v":17.926757750049809},{"$f":"MMULT($EH$27:$EJ$29,CI34:CI36)","v":8.2197253023167942},{"$f":"MMULT($EH$27:$EJ$29,CJ34:CJ36)","v":9.4635655727747778},{"$f":"MMULT($EH$27:$EJ$29,CK34:CK36)","v":11.084272630274327},{"$f":"MMULT($EH$27:$EJ$29,CL34:CL36)","v":25.986209052894672},{"$f":"MMULT($EH$27:$EJ$29,CM34:CM36)","v":18.308186612396494},{"$f":"MMULT($EH$27:$EJ$29,CN34:CN36)","v":35.241289821163512},{"$f":"MMULT($EH$27:$EJ$29,CO34:CO36)","v":6.3228164255903492},{"$f":"MMULT($EH$27:$EJ$29,CP34:CP36)","v":45.50049840078097},{"$f":"MMULT($EH$27:$EJ$29,CQ34:CQ36)","v":18.415520532226687},{"$f":"MMULT($EH$27:$EJ$29,CR34:CR36)","v":4.8561080313008462},{"$f":"MMULT($EH$27:$EJ$29,CS34:CS36)","v":5.7178954687698464},{"$f":"MMULT($EH$27:$EJ$29,CT34:CT36)","v":12.633399642031343},{"$f":"MMULT($EH$27:$EJ$29,CU34:CU36)","v":11.937042391666253},{"$f":"MMULT($EH$27:$EJ$29,CV34:CV36)","v":10.627155495011989},{"$f":"MMULT($EH$27:$EJ$29,CW34:CW36)","v":41.559739878347195},{"$f":"MMULT($EH$27:$EJ$29,CX34:CX36)","v":31.651589368280099},{"$f":"MMULT($EH$27:$EJ$29,CY34:CY36)","v":13.244532622644789},{"$f":"MMULT($EH$27:$EJ$29,CZ34:CZ36)","v":66.967248604381581},{"$f":"MMULT($EH$27:$EJ$29,DA34:DA36)","v":41.416430222913732},{"$f":"MMULT($EH$27:$EJ$29,DB34:DB36)","v":4.9653159617214309},{"$f":"MMULT($EH$27:$EJ$29,DC34:DC36)","v":11.488632824618564},{"$f":"MMULT($EH$27:$EJ$29,DD34:DD36)","v":34.141901882048515},{"$f":"MMULT($EH$27:$EJ$29,DE34:DE36)","v":11.119922424244061},{"$f":"MMULT($EH$27:$EJ$29,DF34:DF36)","v":31.264590488147032},{"$f":"MMULT($EH$27:$EJ$29,DG34:DG36)","v":10.935309591716479},{"$f":"MMULT($EH$27:$EJ$29,DH34:DH36)","v":14.561613062093182},{"$f":"MMULT($EH$27:$EJ$29,DI34:DI36)","v":54.676368348992881},{"$f":"MMULT($EH$27:$EJ$29,DJ34:DJ36)","v":25.474627772046745},{"$f":"MMULT($EH$27:$EJ$29,DK34:DK36)","v":37.268620277900553},{"$f":"MMULT($EH$27:$EJ$29,DL34:DL36)","v":13.199198981543566},{"$f":"MMULT($EH$27:$EJ$29,DM34:DM36)","v":43.139822890151379},{"$f":"MMULT($EH$27:$EJ$29,DN34:DN36)","v":55.742325319202116},{"$f":"MMULT($EH$27:$EJ$29,DO34:DO36)","v":21.895064596093555},{"$f":"MMULT($EH$27:$EJ$29,DP34:DP36)","v":38.936646401911858},{"$f":"MMULT($EH$27:$EJ$29,DQ34:DQ36)","v":26.528605329350928},null,"CES36",80.987355319517576,1.2295852575155015,4.0777811553516257,81.027367450072362,0.80412002087887247,2.954406027731193,1.2019123576758912,1.4445933155340194,1.2779337780237854,-0.29098117243047678,1.5540433409074552,1.5540433409074552,4,null,null,null,null,null,415,{"$f":"IF(Calculator!$C$3,OFFSET('SPD Library'!B40,0,Calculator!$C$3-1),Calculator!C41)","v":2.5720000000000001E-3},{"$f":"RefCalc!B40","v":5.4192640716980373E-3},{"$f":"RefCalc!F40","v":2.2456642688087766E-2},null,2.5720000000000001E-3,415,2.5175488683846382E-3]
[null,null,null,null,null,null,null,null,null,null,null,null,null,null,null,null,null,null,null,null,"G'",100.00000000000003,63.097253600030292,26.959063996761103,5.8936741839456586,36.202560363993314,16.118900818396561,17.010307151716425,11.060065094755872,10.613472935062223,4.9503572431595044,43.539941452428671,22.956008572737137,29.133988890680051,11.545660538758359,42.345843664076767,38.240431305676282,14.515479917109424,16.116414601070545,21.330055124024931,38.738361754733894,31.885456431622206,64.077602432527215,49.395689292442668,76.372096467828598,73.936218448707947,39.033970826579726,71.739178815532355,41.423260710935956,11.028801031257334,65.364242572484571,29.713216503867262,69.104598066450365,44.532627530950926,71.936454827357721,27.500253209852488,11.380809173758104,53.439021659347077,15.138065883403689,64.643304549674653,7.5572611392704232,16.279700766252958,68.71555637443609,35.431281952009172,40.464514107549498,4.9471622011615537,23.747248472022125,32.69994315956972,36.863827478995994,48.803455268528957,13.820967119983061,20.085099048683229,23.534214684503375,10.569960496975488,16.135765252254721,66.67875184258979,59.362186317895578,38.602446123280913,22.941199446595679,19.636551415721385,65.951766680283384,69.041321071075771,46.927188251725184,33.081247410012111,7.2902598034621047,23.643055200857852,10.126361751662762,12.552537436841501,14.704139559056303,29.149524262920536,18.810327708525925,40.184753281161825,7.514010212892158,46.74566679161665,22.859101673367611,4.8329042657141015,6.7077308979265515,14.905497731100208,12.696668631866284,12.555080548910556,42.242586454710981,31.700309416533692,12.461287588620117,66.929020734472701,41.270347998902871,4.6927637404165168,10.738131463254277,31.362320977100534,9.712513115828342,27.47274852155957,9.1253735118151607,12.135281249212678,53.426472349516359,21.608639919561082,33.561558398082028,9.7309085479848392,37.163792587354493,49.572203270417837,18.438184222033577,30.035718558842255,18.214184821690836,null,"CES37",48.145891121171509,-7.9532103448803628,15.528666584047164,49.325737130636824,-8.2500249622434652,8.0654991200953532,7.5616799798801679,57.179004118120538,2.0441270179905748,-0.38406968294421973,18.528127114215039,18.528127114215039,6,null,null,null,null,null,416,{"$f":"IF(Calculator!$C$3,OFFSET('SPD Library'!B41,0,Calculator!$C$3-1),Calculator!C42)","v":2.5200000000000001E-3},{"$f":"RefCalc!B41","v":5.3096988571847024E-3},{"$f":"RefCalc!F41","v":2.325458521548222E-2},null,2.5200000000000001E-3,416,2.6070038833118469E-3]
[null,null,null,null,null,null,null,null,null,null,null,null,null,null,null,null,null,null,null,null,"B'",99.999999999999972,60.295906477847005,22.628935316489372,5.7669369875683252,28.204667737060298,10.603490481378126,13.237324882071066,7.2451240885284163,7.3587864325605068,5.0399708980823368,23.864430050639058,10.276379095889993,12.832320463555661,6.7931220417814817,37.367065237406699,30.50530210330767,8.1905374747246817,8.5183629127949416,14.561544761777913,17.922337943591121,13.806146800358267,27.495176032749445,20.133643531060816,60.030405695161484,39.284672059671422,12.099534352713235,33.378361229639999,29.625470167544766,6.1667783556985007,32.193086844129759,20.480490742438835,34.709762127467229,17.639977251421048,49.993079470630526,10.579662775363875,6.5670789806788052,49.048379407432989,7.7239177854610883,49.851210268150531,6.3538695425368177,11.91268234446308,62.279222512842956,15.245110661245739,18.81025013929214,4.8059362022310159,13.691400498933238,23.28594805824412,31.895977729743649,37.997458875514567,10.036423199067855,18.102508812897224,22.264611091943667,9.1568026912737519,16.072517440491588,68.752912716385467,63.790741841605723,45.151388940153176,28.353612467438968,25.877205963644151,70.439996303684467,72.535450110072446,52.649977889165996,36.775283058078713,8.1087456464148371,38.036702921650075,14.210119634025427,23.696686189536425,28.255613376843144,41.49453285152984,23.938524107851016,63.221775672249173,15.844460122522618,52.773993143894906,46.61040808876988,5.3936434988217545,14.694178606282664,37.913600465452255,24.298031852196445,32.069743012778247,59.199359296959692,49.469336150157119,26.344841803301907,75.002166126061567,52.505499047450812,5.8031506767774275,14.893414353471373,47.806935479006945,18.123683186273301,39.111656635629892,13.892333109135967,17.957753640212026,56.421111122286497,27.128485617456828,38.530984350680257,12.456388349730862,42.655688320632564,53.743043488909748,18.806572024617097,28.762311704248813,18.124966361555519,null,"CES38",86.645322102022703,-1.0918660742579047,10.703218442406776,86.867370112556529,-0.84357100990658651,7.2062939558939147,3.5127534246423409,12.339436622336494,1.6724575240904791,-0.35290634447055996,0.85191777201940511,0.85191777201940511,5,null,null,null,null,null,417,{"$f":"IF(Calculator!$C$3,OFFSET('SPD Library'!B42,0,Calculator!$C$3-1),Calculator!C43)","v":2.3960000000000001E-3},{"$f":"RefCalc!B42","v":5.0484279610375181E-3},{"$f":"RefCalc!F42","v":2.4076154442934695E-2},null,2.3960000000000001E-3,417,2.6991076188346008E-3]
[null,null,null,null,null,null,null,null,null,null,null,null,null,null,null,null,null,null,null,null,"R'w",{"$f":"MMULT($EH$27:$EJ$29,V37:V39)","v":100.00100000000002},{"$f":"MMULT($EH$27:$EJ$29,W37:W39)","v":100.00100000000002},{"$f":"MMULT($EH$27:$EJ$29,X37:X39)","v":100.00100000000002},{"$f":"MMULT($EH$27:$EJ$29,Y37:Y39)","v":100.00100000000002},{"$f":"MMULT($EH$27:$EJ$29,Z37:Z39)","v":100.00100000000002},{"$f":"MMULT($EH$27:$EJ$29,AA37:AA39)","v":100.00100000000002},{"$f":"MMULT($EH$27:$EJ$29,AB37:AB39)","v":100.00100000000002},{"$f":"MMULT($EH$27:$EJ$29,AC37:AC39)","v":100.00100000000002},{"$f":"MMULT($EH$27:$EJ$29,AD37:AD39)","v":100.00100000000002},{"$f":"MMULT($EH$27:$EJ$29,AE37:AE39)","v":100.00100000000002},{"$f":"MMULT($EH$27:$EJ$29,AF37:AF39)","v":100.00100000000002},{"$f":"MMULT($EH$27:$EJ$29,AG37:AG39)","v":100.00100000000002},{"$f":"MMULT($EH$27:$EJ$29,AH37:AH39)","v":100.00100000000002},{"$f":"MMULT($EH$27:$EJ$29,AI37:AI39)","v":100.00100000000002},{"$f":"MMULT($EH$27:$EJ$29,AJ37:AJ39)","v":100.00100000000002},{"$f":"MMULT($EH$27:$EJ$29,AK37:AK39)","v":100.00100000000002},{"$f":"MMULT($EH$27:$EJ$29,AL37:AL39)","v":100.00100000000002},{"$f":"MMULT($EH$27:$EJ$29,AM37:AM39)","v":100.00100000000002},{"$f":"MMULT($EH$27:$EJ$29,AN37:AN39)","v":100.00100000000002},{"$f":"MMULT($EH$27:$EJ$29,AO37:AO39)","v":100.00100000000002},{"$f":"MMULT($EH$27:$EJ$29,AP37:AP39)","v":100.00100000000002},{"$f":"MMULT($EH$27:$EJ$29,AQ37:AQ39)","v":100.00100000000002},{"$f":"MMULT($EH$27:$EJ$29,AR37:AR39)","v":100.00100000000002},{"$f":"MMULT($EH$27:$EJ$29,AS37:AS39)","v":100.00100000000002},{"$f":"MMULT($EH$27:$EJ$29,AT37:AT39)","v":100.00100000000002},{"$f":"MMULT($EH$27:$EJ$29,AU37:AU39)","v":100.00100000000002},{"$f":"MMULT($EH$27:$EJ$29,AV37:AV39)","v":100.00100000000002},{"$f":"MMULT($EH$27:$EJ$29,AW37:AW39)","v":100.00100000000002},{"$f":"MMULT($EH$27:$EJ$29,AX37:AX39)","v":100.00100000000002},{"$f":"MMULT($EH$27:$EJ$29,AY37:AY39)","v":100.00100000000002},{"$f":"MMULT($EH$27:$EJ$29,AZ37:AZ39)","v":100.00100000000002},{"$f":"MMULT($EH$27:$EJ$29,BA37:BA39)","v":100.00100000000002},{"$f":"MMULT($EH$27:$EJ$29,BB37:BB39)","v":100.00100000000002},{"$f":"MMULT($EH$27:$EJ$29,BC37:BC39)","v":100.00100000000002},{"$f":"MMULT($EH$27:$EJ$29,BD37:BD39)","v":100.00100000000002},{"$f":"MMULT($EH$27:$EJ$29,BE37:BE39)","v":100.00100000000002},{"$f":"MMULT($EH$27:$EJ$29,BF37:BF39)","v":100.00100000000002},{"$f":"MMULT($EH$27:$EJ$29,BG37:BG39)","v":100.00100000000002},{"$f":"MMULT($EH$27:$EJ$29,BH37:BH39)","v":100.00100000000002},{"$f":"MMULT($EH$27:$EJ$29,BI37:BI39)","v":100.00100000000002},{"$f":"MMULT($EH$27:$EJ$29,BJ37:BJ39)","v":100.00100000000002},{"$f":"MMULT($EH$27:$EJ$29,BK37:BK39)","v":100.00100000000002},{"$f":"MMULT($EH$27:$EJ$29,BL37:BL39)","v":100.00100000000002},{"$f":"MMULT($EH$27:$EJ$29,BM37:BM39)","v":100.00100000000002},{"$f":"MMULT($EH$27:$EJ$29,BN37:BN39)","v":100.00100000000002},{"$f":"MMULT($EH$27:$EJ$29,BO37:BO39)","v":100.00100000000002},{"$f":"MMULT($EH$27:$EJ$29,BP37:BP39)","v":100.00100000000002},{"$f":"MMULT($EH$27:$EJ$29,BQ37:BQ39)","v":100.00100000000002},{"$f":"MMULT($EH$27:$EJ$29,BR37:BR39)","v":100.00100000000002},{"$f":"MMULT($EH$27:$EJ$29,BS37:BS39)","v":100.00100000000002},{"$f":"MMULT($EH$27:$EJ$29,BT37:BT39)","v":100.00100000000002},{"$f":"MMULT($EH$27:$EJ$29,BU37:BU39)","v":100.00100000000002},{"$f":"MMULT($EH$27:$EJ$29,BV37:BV39)","v":100.00100000000002},{"$f":"MMULT($EH$27:$EJ$29,BW37:BW39)","v":100.00100000000002},{"$f":"MMULT($EH$27:$EJ$29,BX37:BX39)","v":100.00100000000002},{"$f":"MMULT($EH$27:$EJ$29,BY37:BY39)","v":100.00100000000002},{"$f":"MMULT($EH$27:$EJ$29,BZ37:BZ39)","v":100.00100000000002},{"$f":"MMULT($EH$27:$EJ$29,CA37:CA39)","v":100.00100000000002},{"$f":"MMULT($EH$27:$EJ$29,CB37:CB39)","v":100.00100000000002},{"$f":"MMULT($EH$27:$EJ$29,CC37:CC39)","v":100.00100000000002},{"$f":"MMULT($EH$27:$EJ$29,CD37:CD39)","v":100.00100000000002},{"$f":"MMULT($EH$27:$EJ$29,CE37:CE39)","v":100.00100000000002},{"$f":"MMULT($EH$27:$EJ$29,CF37:CF39)","v":100.00100000000002},{"$f":"MMULT($EH$27:$EJ$29,CG37:CG39)","v":100.00100000000002},{"$f":"MMULT($EH$27:$EJ$29,CH37:CH39)","v":100.00100000000002},{"$f":"MMULT($EH$27:$EJ$29,CI37:CI39)","v":100.00100000000002},{"$f":"MMULT($EH$27:$EJ$29,CJ37:CJ39)","v":100.00100000000002},{"$f":"MMULT($EH$27:$EJ$29,CK37:CK39)","v":100.00100000000002},{"$f":"MMULT($EH$27:$EJ$29,CL37:CL39)","v":100.00100000000002},{"$f":"MMULT($EH$27:$EJ$29,CM37:CM39)","v":100.00100000000002},{"$f":"MMULT($EH$27:$EJ$29,CN37:CN39)","v":100.00100000000002},{"$f":"MMULT($EH$27:$EJ$29,CO37:CO39)","v":100.00100000000002},{"$f":"MMULT($EH$27:$EJ$29,CP37:CP39)","v":100.00100000000002},{"$f":"MMULT($EH$27:$EJ$29,CQ37:CQ39)","v":100.00100000000002},{"$f":"MMULT($EH$27:$EJ$29,CR37:CR39)","v":100.00100000000002},{"$f":"MMULT($EH$27:$EJ$29,CS37:CS39)","v":100.00100000000002},{"$f":"MMULT($EH$27:$EJ$29,CT37:CT39)","v":100.00100000000002},{"$f":"MMULT($EH$27:$EJ$29,CU37:CU39)","v":100.00100000000002},{"$f":"MMULT($EH$27:$EJ$29,CV37:CV39)","v":100.00100000000002},{"$f":"MMULT($EH$27:$EJ$29,CW37:CW39)","v":100.00100000000002},{"$f":"MMULT($EH$27:$EJ$29,CX37:CX39)","v":100.00100000000002},{"$f":"MMULT($EH$27:$EJ$29,CY37:CY39)","v":100.00100000000002},{"$f":"MMULT($EH$27:$EJ$29,CZ37:CZ39)","v":100.00100000000002},{"$f":"MMULT($EH$27:$EJ$29,DA37:DA39)","v":100.00100000000002},{"$f":"MMULT($EH$27:$EJ$29,DB37:DB39)","v":100.00100000000002},{"$f":"MMULT($EH$27:$EJ$29,DC37:DC39)","v":100.00100000000002},{"$f":"MMULT($EH$27:$EJ$29,DD37:DD39)","v":100.00100000000002},{"$f":"MMULT($EH$27:$EJ$29,DE37:DE39)","v":100.00100000000002},{"$f":"MMULT($EH$27:$EJ$29,DF37:DF39)","v":100.00100000000002},{"$f":"MMULT($EH$27:$EJ$29,DG37:DG39)","v":100.00100000000002},{"$f":"MMULT($EH$27:$EJ$29,DH37:DH39)","v":100.00100000000002},{"$f":"MMULT($EH$27:$EJ$29,DI37:DI39)","v":100.00100000000002},{"$f":"MMULT($EH$27:$EJ$29,DJ37:DJ39)","v":100.00100000000002},{"$f":"MMULT($EH$27:$EJ$29,DK37:DK39)","v":100.00100000000002},{"$f":"MMULT($EH$27:$EJ$29,DL37:DL39)","v":100.00100000000002},{"$f":"MMULT($EH$27:$EJ$29,DM37:DM39)","v":100.00100000000002},{"$f":"MMULT($EH$27:$EJ$29,DN37:DN39)","v":100.00100000000002},{"$f":"MMULT($EH$27:$EJ$29,DO37:DO39)","v":100.00100000000002},{"$f":"MMULT($EH$27:$EJ$29,DP37:DP39)","v":100.00100000000002},{"$f":"MMULT($EH$27:$EJ$29,DQ37:DQ39)","v":100.00100000000002},null,"CES39",35.483120755770301,0.26834490304364672,4.455836916558428,34.841800852268726,1.7346660943468504,2.1504818705403537,2.8064302847021008,7.876050942893114,1.510645742802734,-0.39310557056733525,-35.444684047955491,-35.444684047955491,4,null,null,null,null,null,418,{"$f":"IF(Calculator!$C$3,OFFSET('SPD Library'!B43,0,Calculator!$C$3-1),Calculator!C44)","v":2.2469999999999999E-3},{"$f":"RefCalc!B43","v":4.7344814809896921E-3},{"$f":"RefCalc!F43","v":2.492189372432782E-2},null,2.2469999999999999E-3,418,2.7939209887756535E-3]
[null,null,null,null,null,null,null,null,null,null,null,null,null,null,null,null,null,null,null,null,"G'w",100.00000000000003,100.00000000000003,100.00000000000003,100.00000000000003,100.00000000000003,100.00000000000003,100.00000000000003,100.00000000000003,100.00000000000003,100.00000000000003,100.00000000000003,100.00000000000003,100.00000000000003,100.00000000000003,100.00000000000003,100.00000000000003,100.00000000000003,100.00000000000003,100.00000000000003,100.00000000000003,100.00000000000003,100.00000000000003,100.00000000000003,100.00000000000003,100.00000000000003,100.00000000000003,100.00000000000003,100.00000000000003,100.00000000000003,100.00000000000003,100.00000000000003,100.00000000000003,100.00000000000003,100.00000000000003,100.00000000000003,100.00000000000003,100.00000000000003,100.00000000000003,100.00000000000003,100.00000000000003,100.00000000000003,100.00000000000003,100.00000000000003,100.00000000000003,100.00000000000003,100.00000000000003,100.00000000000003,100.00000000000003,100.00000000000003,100.00000000000003,100.00000000000003,100.00000000000003,100.00000000000003,100.00000000000003,100.00000000000003,100.00000000000003,100.00000000000003,100.00000000000003,100.00000000000003,100.00000000000003,100.00000000000003,100.00000000000003,100.00000000000003,100.00000000000003,100.00000000000003,100.00000000000003,100.00000000000003,100.00000000000003,100.00000000000003,100.00000000000003,100.00000000000003,100.00000000000003,100.00000000000003,100.00000000000003,100.00000000000003,100.00000000000003,100.00000000000003,100.00000000000003,100.00000000000003,100.00000000000003,100.00000000000003,100.00000000000003,100.00000000000003,100.00000000000003,100.00000000000003,100.00000000000003,100.00000000000003,100.00000000000003,100.00000000000003,100.00000000000003,100.00000000000003,100.00000000000003,100.00000000000003,100.00000000000003,100.00000000000003,100.00000000000003,100.00000000000003,100.00000000000003,100.00000000000003,100.00000000000003,null,"CES40",50.361813579778946,-0.16081390095473114,8.8367349462587086,48.888343490602125,3.0815139456180947,3.9442167808017436,6.0514905575144633,36.620537967686708,1.5889926575325222,-0.45851454588754398,-39.042158616742931,-39.042158616742931,5,null,null,null,null,null,419,{"$f":"IF(Calculator!$C$3,OFFSET('SPD Library'!B44,0,Calculator!$C$3-1),Calculator!C45)","v":2.1229999999999999E-3},{"$f":"RefCalc!B44","v":4.4732105848425087E-3},{"$f":"RefCalc!F44","v":2.5792354570700428E-2},null,2.1229999999999999E-3,419,2.891505821432805E-3]
[null,null,null,null,null,null,null,null,null,null,null,null,null,null,null,null,null,null,null,null,"B'w",99.999999999999972,99.999999999999972,99.999999999999972,99.999999999999972,99.999999999999972,99.999999999999972,99.999999999999972,99.999999999999972,99.999999999999972,99.999999999999972,99.999999999999972,99.999999999999972,99.999999999999972,99.999999999999972,99.999999999999972,99.999999999999972,99.999999999999972,99.999999999999972,99.999999999999972,99.999999999999972,99.999999999999972,99.999999999999972,99.999999999999972,99.999999999999972,99.999999999999972,99.999999999999972,99.999999999999972,99.999999999999972,99.999999999999972,99.999999999999972,99.999999999999972,99.999999999999972,99.999999999999972,99.999999999999972,99.999999999999972,99.999999999999972,99.999999999999972,99.999999999999972,99.999999999999972,99.999999999999972,99.999999999999972,99.999999999999972,99.999999999999972,99.999999999999972,99.999999999999972,99.999999999999972,99.999999999999972,99.999999999999972,99.999999999999972,99.999999999999972,99.999999999999972,99.999999999999972,99.999999999999972,99.999999999999972,99.999999999999972,99.999999999999972,99.999999999999972,99.999999999999972,99.999999999999972,99.999999999999972,99.999999999999972,99.999999999999972,99.999999999999972,99.999999999999972,99.999999999999972,99.999999999999972,99.999999999999972,99.999999999999972,99.999999999999972,99.999999999999972,99.999999999999972,99.999999999999972,99.999999999999972,99.999999999999972,99.999999999999972,99.999999999999972,99.999999999999972,99.999999999999972,99.999999999999972,99.999999999999972,99.999999999999972,99.999999999999972,99.999999999999972,99.999999999999972,99.999999999999972,99.999999999999972,99.999999999999972,99.999999999999972,99.999999999999972,99.999999999999972,99.999999999999972,99.999999999999972,99.999999999999972,99.999999999999972,99.999999999999972,99.999999999999972,99.999999999999972,99.999999999999972,99.999999999999972,99.999999999999972,null,"CES41",88.339333841437053,-0.91262041323146126,4.9197094455597057,87.882196515609294,-1.0391182533467089,3.5276842381237103,1.4706156589524004,2.1627104163560031,1.7542143157095578,-0.2762343781327532,5.9038414996897188,5.9038414996897188,5,null,null,null,null,null,420,{"$f":"IF(Calculator!$C$3,OFFSET('SPD Library'!B45,0,Calculator!$C$3-1),Calculator!C46)","v":2.0709999999999999E-3},{"$f":"RefCalc!B45","v":4.3636453703291729E-3},{"$f":"RefCalc!F45","v":2.668809667450776E-2},null,2.0709999999999999E-3,420,2.9919248622986435E-3]
[null,null,null,null,null,null,null,null,null,null,null,null,null,null,null,null,null,null,null,null,"R'a",{"$f":"((400*(V17*V40/100)^0.42)/(((V17*V40/100)^0.42)+27.13))+0.1","v":13.047263118560837},11.286302749648549,8.6956316509662734,4.5351938316369536,9.1771336134489676,7.4571949959729995,6.873269612713071,6.4635806563138312,6.3183253269435777,3.9311729283922112,10.466224992548506,8.1739918179031772,9.0631543386629669,6.0884750216410026,9.4075060669756176,9.3317055430814779,6.6488656853303425,6.7470275690031478,7.4221604559107002,9.4370603802632189,9.243103232803314,11.580011416468638,10.572608839343692,11.885685324395718,11.918542955795481,9.4075967776983873,11.883443585425876,9.2742659043880575,5.4196355054694685,11.329171643573563,8.174877059173566,11.533998840284761,{"$f":"((400*(BB17*BB40/100)^0.42)/(((BB17*BB40/100)^0.42)+27.13))+0.1","v":9.6876437948390279},11.605875303233319,7.8357425560979506,5.4090496682356717,10.182864507773118,6.0329944094982055,11.011941204331,4.604588564421932,6.3111801234390352,11.233341715256644,8.3191389939686982,8.7802357716293731,3.8499622943952367,6.9701910022495062,8.0422155383220293,8.6725733132882858,9.295387252053164,5.5736401667003221,6.5319094650013394,7.0541389386501088,4.9231365916757843,5.5484158943301871,10.732876923940921,10.200917556639059,8.0847203147471323,6.356057053119966,5.9279495251351397,10.710033216901417,11.141502286818035,9.3504598523465923,8.2792138270781876,4.4888990157091255,{"$f":"((400*(CH17*CH40/100)^0.42)/(((CH17*CH40/100)^0.42)+27.13))+0.1","v":6.4964027456001467},4.7307250044518581,5.009593170157614,5.3422019625082875,7.5556711528401888,6.5522981418114608,8.5518720352842834,4.2525635217715116,9.4868452206553133,6.5679022453295222,3.8209023719005342,4.0825345847352796,5.6341875818722853,5.5057184659383909,5.2514760002252618,9.144324054194847,8.1865320992441717,5.7435239446767516,11.095694051388209,9.1315082851763876,3.8554929894570327,5.4206309851569818,8.4424450313262813,5.3491838256875255,8.1456956109943821,5.3128836690427708,5.9694058369157652,10.220733860645074,7.4948153393040702,8.7484301041413008,5.7355172534046979,9.2839045001029188,10.301039245091689,7.0470823746737299,8.9054070838370603,7.619418174296654,null,"CES42",67.5551478444618,-18.967386959661408,20.850540260581031,67.61266324410353,-14.106243611459302,10.896692486164358,11.077594873853498,122.71310818922528,2.3089355976079293,-0.44382695502612224,10.022617288174416,10.022617288174416,6,null,null,null,null,null,421,{"$f":"IF(Calculator!$C$3,OFFSET('SPD Library'!B46,0,Calculator!$C$3-1),Calculator!C47)","v":2.0769999999999999E-3},{"$f":"RefCalc!B46","v":4.3762875104653275E-3},{"$f":"RefCalc!F46","v":2.7609687932021065E-2},null,2.0769999999999999E-3,421,3.0952417765716988E-3]
[null,null,null,null,null,null,null,null,null,null,null,null,null,null,null,null,null,null,null,null,"G'a",{"$f":"((400*(V17*V41/100)^0.42)/(((V17*V41/100)^0.42)+27.13))+0.1","v":13.047210500554206},10.83148149709948,7.669458750263102,4.1329903497122027,8.6458912762884701,6.2213793375515412,6.3591532285207828,5.3374534492316652,5.2487251491166118,3.8507815670779877,9.3187620360541672,7.1840584461216688,7.9152819959681882,5.4315599356913822,9.2141564880648694,8.8403857053963666,5.961703275938472,6.2209888344171071,6.9725204355701047,8.8869601057404033,8.2110656372552331,10.89931549777523,9.8083334965263393,11.701551515792445,11.549166996336822,8.9144408812232498,11.409100618294957,9.1321197183027056,5.3313116400982343,10.987400489918663,7.9788909549259639,11.237681277749267,{"$f":"((400*(BB17*BB41/100)^0.42)/(((BB17*BB41/100)^0.42)+27.13))+0.1","v":9.4044219585507367},11.421782376630674,7.7317007054094677,5.3998793814181738,10.126327020726514,6.0644577785441216,10.938174276184533,4.5719440595909164,6.2465602845304025,11.212035943929003,8.5705751025440691,9.0456992290089406,3.8497741671108776,7.2837796763921423,8.2956795081010632,8.7097043614240732,9.7604597047563306,5.8439482408256191,6.8039787769957503,7.2571276580778061,5.2399631088655108,6.2240272444218423,11.076320468684171,10.56705143537606,8.8742828285925164,7.1821726814676952,6.7417370353685548,11.027275568400126,11.233516048911271,9.6064458892086435,8.3348593416254992,4.505631514387165,{"$f":"((400*(CH17*CH41/100)^0.42)/(((CH17*CH41/100)^0.42)+27.13))+0.1","v":7.2707622236686476},5.1493937247488972,5.619488094653307,5.9931116817493599,7.9169978379402099,6.6248390140128128,9.0202511765833417,4.5612970411084879,9.5913510157618234,7.1717053567148268,3.8134940492412168,4.3558108648563421,6.0263719110190559,5.6456501267342736,5.6199512445831514,9.2050283362903205,8.1916519177568627,5.6028328614933169,11.093129810788492,9.1184172068525662,3.7683001782993784,5.2737105814386371,8.1560365738533687,5.0627605875277597,7.7285551012405724,4.9360259698700171,5.5427324961373525,10.125362839992395,7.0094289535121383,8.3838303516871129,5.0666571925567743,8.738425679911801,9.8225354492779697,6.5711901632758964,8.0139869206133607,6.5385875892137726,null,"CES43",71.176744588986594,-19.142517854385254,20.046643325092383,71.497534499453053,-12.519296297459656,11.595532681956225,10.742031514630288,115.39124106131027,2.333127777760609,-0.46035797702929587,3.5153746108771031,3.5153746108771031,6,null,null,null,null,null,422,{"$f":"IF(Calculator!$C$3,OFFSET('SPD Library'!B47,0,Calculator!$C$3-1),Calculator!C48)","v":2.0920000000000001E-3},{"$f":"RefCalc!B47","v":4.4078928608057132E-3},{"$f":"RefCalc!F47","v":2.8557704463846385E-2},null,2.0920000000000001E-3,422,3.2015211514567431E-3]
[null,null,null,null,null,null,null,null,null,null,null,null,null,null,null,null,null,null,null,null,"B'a",{"$f":"((400*(V17*V42/100)^0.42)/(((V17*V42/100)^0.42)+27.13))+0.1","v":13.047210500554204},10.634073953405835,7.1422397732373071,4.0967022622292975,7.8116312354240387,5.2467168747347159,5.7422520208213506,4.4942809107731989,4.5227855169196411,3.8788825823997986,7.2983792881797092,5.1802803195035274,5.6701129909919192,4.3782395166112549,8.7578100659473481,8.0646891728708816,4.7238915388261296,4.7998346779878176,5.9693944439337523,6.4957509409790566,5.8413976826223681,7.7311201895913158,6.8106652311926288,10.615080243724163,8.9376494268424516,5.536084610107193,8.3652018382105737,7.9693027588709411,4.2096555158359443,8.243174179726962,6.8581631803156915,8.4992254194206343,{"$f":"((400*(BB17*BB42/100)^0.42)/(((BB17*BB42/100)^0.42)+27.13))+0.1","v":6.453910849348417},9.8562762246619826,5.2419186868222036,4.3184979285799336,9.7803004381792906,4.6126372890742706,9.844921986999621,4.2610280228169346,5.5011450873820706,10.774391203682807,6.0818711703138053,6.6248278974610875,3.8048575718862736,5.8215948996259339,7.2258859974206011,8.2121668320005732,8.8175272601560621,5.130746822645472,6.5222444825530923,7.0952328160841596,4.9429299076248219,6.2140881409889497,11.214502241668894,10.879531656072087,9.4572376087270591,7.828379230890314,7.5427647845728147,11.325052851708264,11.46016020493721,10.065436870437125,8.7011996301559904,4.704665557279017,{"$f":"((400*(CH17*CH42/100)^0.42)/(((CH17*CH42/100)^0.42)+27.13))+0.1","v":8.8212251851757806},5.9103497198133663,7.2774668993836009,7.8173657060439865,9.1384960653168843,7.3075886355002666,10.840132692630602,6.1780561628678035,10.075043223880932,9.5800803593362147,3.9870097683064509,5.9914593531389979,8.809617705230723,7.3520336879252772,8.2303224155551291,10.555298851181908,9.8142626701134557,7.597908434948291,11.616218554604178,10.05422822198852,4.1071186478247945,6.0243835201430116,9.679111597178732,6.5253478114207786,8.92164212279196,5.8562076201323787,6.5009711428567138,10.351696194917141,7.6890232926937649,8.8676066489843937,5.601936597977768,9.2414676148489132,10.149643973108489,6.624300750630943,7.874067419519009,6.5255358051919785,null,"CES44",28.82874499982448,-0.3297637984928678,0.84679078176954636,28.712243493379503,-0.21771427139488925,0.44663729339402736,0.43156750547964806,0.18625051178592605,1.9421555716281484,-0.45579173356248037,4.7096970816814547,4.7096970816814547,5,null,null,null,null,null,423,{"$f":"IF(Calculator!$C$3,OFFSET('SPD Library'!B48,0,Calculator!$C$3-1),Calculator!C49)","v":2.1159999999999998E-3},{"$f":"RefCalc!B48","v":4.4584614213503283E-3},{"$f":"RefCalc!F48","v":2.9532730633545907E-2},null,2.1159999999999998E-3,423,3.3108284982523765E-3]
[null,null,null,null,null,null,null,null,null,null,null,null,null,null,null,null,null,null,null,null,"R'aw",{"$f":"((400*(V17*V43/100)^0.42)/(((V17*V43/100)^0.42)+27.13))+0.1","v":13.047263118560837},13.047263118560837,13.047263118560837,13.047263118560837,13.047263118560837,13.047263118560837,13.047263118560837,13.047263118560837,13.047263118560837,13.047263118560837,13.047263118560837,13.047263118560837,13.047263118560837,13.047263118560837,13.047263118560837,13.047263118560837,13.047263118560837,13.047263118560837,13.047263118560837,13.047263118560837,13.047263118560837,13.047263118560837,13.047263118560837,13.047263118560837,13.047263118560837,13.047263118560837,13.047263118560837,13.047263118560837,13.047263118560837,13.047263118560837,13.047263118560837,13.047263118560837,{"$f":"((400*(BB17*BB43/100)^0.42)/(((BB17*BB43/100)^0.42)+27.13))+0.1","v":13.047263118560837},13.047263118560837,13.047263118560837,13.047263118560837,13.047263118560837,13.047263118560837,13.047263118560837,13.047263118560837,13.047263118560837,13.047263118560837,13.047263118560837,13.047263118560837,13.047263118560837,13.047263118560837,13.047263118560837,13.047263118560837,13.047263118560837,13.047263118560837,13.047263118560837,13.047263118560837,13.047263118560837,13.047263118560837,13.047263118560837,13.047263118560837,13.047263118560837,13.047263118560837,13.047263118560837,13.047263118560837,13.047263118560837,13.047263118560837,13.047263118560837,13.047263118560837,{"$f":"((400*(CH17*CH43/100)^0.42)/(((CH17*CH43/100)^0.42)+27.13))+0.1","v":13.047263118560837},13.047263118560837,13.047263118560837,13.047263118560837,13.047263118560837,13.047263118560837,13.047263118560837,13.047263118560837,13.047263118560837,13.047263118560837,13.047263118560837,13.047263118560837,13.047263118560837,13.047263118560837,13.047263118560837,13.047263118560837,13.047263118560837,13.047263118560837,13.047263118560837,13.047263118560837,13.047263118560837,13.047263118560837,13.047263118560837,13.047263118560837,13.047263118560837,13.047263118560837,13.047263118560837,13.047263118560837,13.047263118560837,13.047263118560837,13.047263118560837,13.047263118560837,13.047263118560837,13.047263118560837,13.047263118560837,13.047263118560837,null,"CES45",56.945127635050078,-20.477914038229891,13.30387028236113,56.681326500784373,-14.184438525228348,8.0805452432397171,8.1829425963709781,66.960549535502608,2.5654500078457749,-0.39476246045363905,3.3413815958041653,3.3413815958041653,7,null,null,null,null,null,424,{"$f":"IF(Calculator!$C$3,OFFSET('SPD Library'!B49,0,Calculator!$C$3-1),Calculator!C50)","v":2.1480000000000002E-3},{"$f":"RefCalc!B49","v":4.5258861687431512E-3},{"$f":"RefCalc!F49","v":3.0535359064345496E-2},null,2.1480000000000002E-3,424,3.4232302542240617E-3]
[null,null,null,null,null,null,null,null,null,null,null,null,null,null,null,null,null,null,null,null,"G'aw",{"$f":"((400*(V17*V44/100)^0.42)/(((V17*V44/100)^0.42)+27.13))+0.1","v":13.047210500554206},13.047210500554206,13.047210500554206,13.047210500554206,13.047210500554206,13.047210500554206,13.047210500554206,13.047210500554206,13.047210500554206,13.047210500554206,13.047210500554206,13.047210500554206,13.047210500554206,13.047210500554206,13.047210500554206,13.047210500554206,13.047210500554206,13.047210500554206,13.047210500554206,13.047210500554206,13.047210500554206,13.047210500554206,13.047210500554206,13.047210500554206,13.047210500554206,13.047210500554206,13.047210500554206,13.047210500554206,13.047210500554206,13.047210500554206,13.047210500554206,13.047210500554206,{"$f":"((400*(BB17*BB44/100)^0.42)/(((BB17*BB44/100)^0.42)+27.13))+0.1","v":13.047210500554206},13.047210500554206,13.047210500554206,13.047210500554206,13.047210500554206,13.047210500554206,13.047210500554206,13.047210500554206,13.047210500554206,13.047210500554206,13.047210500554206,13.047210500554206,13.047210500554206,13.047210500554206,13.047210500554206,13.047210500554206,13.047210500554206,13.047210500554206,13.047210500554206,13.047210500554206,13.047210500554206,13.047210500554206,13.047210500554206,13.047210500554206,13.047210500554206,13.047210500554206,13.047210500554206,13.047210500554206,13.047210500554206,13.047210500554206,13.047210500554206,13.047210500554206,{"$f":"((400*(CH17*CH44/100)^0.42)/(((CH17*CH44/100)^0.42)+27.13))+0.1","v":13.047210500554206},13.047210500554206,13.047210500554206,13.047210500554206,13.047210500554206,13.047210500554206,13.047210500554206,13.047210500554206,13.047210500554206,13.047210500554206,13.047210500554206,13.047210500554206,13.047210500554206,13.047210500554206,13.047210500554206,13.047210500554206,13.047210500554206,13.047210500554206,13.047210500554206,13.047210500554206,13.047210500554206,13.047210500554206,13.047210500554206,13.047210500554206,13.047210500554206,13.047210500554206,13.047210500554206,13.047210500554206,13.047210500554206,13.047210500554206,13.047210500554206,13.047210500554206,13.047210500554206,13.047210500554206,13.047210500554206,13.047210500554206,null,"CES46",65.558035773184173,-16.816100437022403,10.048352056164084,65.939238354253405,-11.061805911091632,7.0951954329347737,6.4790705305849103,41.978354940293833,2.6029813371278632,-0.37952396695412599,-1.816519172264293,-1.816519172264293,7,null,null,null,null,null,425,{"$f":"IF(Calculator!$C$3,OFFSET('SPD Library'!B50,0,Calculator!$C$3-1),Calculator!C51)","v":2.186E-3},{"$f":"RefCalc!B50","v":4.6059530562721262E-3},{"$f":"RefCalc!F50","v":3.1566190653911273E-2},null,2.186E-3,425,3.5387937842606813E-3]
[null,null,null,null,null,null,null,null,null,null,null,null,null,null,null,null,null,null,null,null,"B'aw",{"$f":"((400*(V17*V45/100)^0.42)/(((V17*V45/100)^0.42)+27.13))+0.1","v":13.047210500554204},13.047210500554204,13.047210500554204,13.047210500554204,13.047210500554204,13.047210500554204,13.047210500554204,13.047210500554204,13.047210500554204,13.047210500554204,13.047210500554204,13.047210500554204,13.047210500554204,13.047210500554204,13.047210500554204,13.047210500554204,13.047210500554204,13.047210500554204,13.047210500554204,13.047210500554204,13.047210500554204,13.047210500554204,13.047210500554204,13.047210500554204,13.047210500554204,13.047210500554204,13.047210500554204,13.047210500554204,13.047210500554204,13.047210500554204,13.047210500554204,13.047210500554204,{"$f":"((400*(BB17*BB45/100)^0.42)/(((BB17*BB45/100)^0.42)+27.13))+0.1","v":13.047210500554204},13.047210500554204,13.047210500554204,13.047210500554204,13.047210500554204,13.047210500554204,13.047210500554204,13.047210500554204,13.047210500554204,13.047210500554204,13.047210500554204,13.047210500554204,13.047210500554204,13.047210500554204,13.047210500554204,13.047210500554204,13.047210500554204,13.047210500554204,13.047210500554204,13.047210500554204,13.047210500554204,13.047210500554204,13.047210500554204,13.047210500554204,13.047210500554204,13.047210500554204,13.047210500554204,13.047210500554204,13.047210500554204,13.047210500554204,13.047210500554204,13.047210500554204,{"$f":"((400*(CH17*CH45/100)^0.42)/(((CH17*CH45/100)^0.42)+27.13))+0.1","v":13.047210500554204},13.047210500554204,13.047210500554204,13.047210500554204,13.047210500554204,13.047210500554204,13.047210500554204,13.047210500554204,13.047210500554204,13.047210500554204,13.047210500554204,13.047210500554204,13.047210500554204,13.047210500554204,13.047210500554204,13.047210500554204,13.047210500554204,13.047210500554204,13.047210500554204,13.047210500554204,13.047210500554204,13.047210500554204,13.047210500554204,13.047210500554204,13.047210500554204,13.047210500554204,13.047210500554204,13.047210500554204,13.047210500554204,13.047210500554204,13.047210500554204,13.047210500554204,13.047210500554204,13.047210500554204,13.047210500554204,13.047210500554204,null,"CES47",69.986325104767332,-4.5260660061154896,5.8491535979337961,68.301176504123973,-3.6489927908086344,4.5881527223695011,2.2801549156653578,5.199106439432895,2.2293552847228897,-0.22143021625815915,0.76284841114669177,0.76284841114669177,6,null,null,null,null,null,426,{"$f":"IF(Calculator!$C$3,OFFSET('SPD Library'!B51,0,Calculator!$C$3-1),Calculator!C52)","v":2.271E-3},{"$f":"RefCalc!B51","v":4.7850500415343089E-3},{"$f":"RefCalc!F51","v":3.2625834587182698E-2},null,2.271E-3,426,3.6575873823132174E-3]
[null,null,null,null,null,null,null,null,null,null,null,null,null,null,null,null,null,null,null,null,"a",{"$f":"V46-12*V47/11+V48/11","v":5.2618006631366399E-5},{"$f":"W46-12*W47/11+W48/11","v":0.43687511221328379},0.97824390279173568,0.39890456488084974,0.45540051526373049,1.1472099799835642,0.4580344562196127,1.0494751581313968,1.0036056658090602,8.2945999070751897E-2,0.96379179759666167,0.80777172390713115,0.94376606951511666,0.56115868421506376,0.15186354053642781,0.42080197109188444,0.57463406965438479,0.39684290218337759,{"$f":"AN46-12*AN47/11+AN48/11","v":0.35844674837365365},0.33271762318087417,0.81661323603600089,0.39267816340396144,0.49176004596883327,8.536369296070212E-2,0.13196527132280556,0.18603259910095016,0.19762489621415646,3.6435553409736476E-2,-1.3644873198064233E-2,9.2296034546563654E-2,9.4101761101215153E-2,4.7367029960163731E-2,1.4993553633534606E-2,4.1774185514582007E-2,-0.12230196918308778,-8.9137117985978509E-2,2.5080524996856202E-2,-0.16344704990681208,-2.5619643597615149E-2,4.3794105788347304E-3,-3.1451790139422897E-3,-1.8480114149285742E-2,-0.47768192059630465,-0.48554266933846413,-3.8951995542406692E-3,-0.44651456293956404,-0.3507179252954391,-8.2361732628832174E-2,-0.55079358403046474,-0.33514456668712866,-0.29768152058010766,-0.21770643233621056,-0.34382953548433515,-0.67651490494919186,-0.33088156538100133,-0.33772658594645288,-0.73656662474224399,-0.76736957840021858,-0.74096680576030094,-0.29017168937978743,-7.1409747909060295E-2,-0.21425958402309886,-2.2341851953629921E-2,1.3615052212201939E-3,-0.63340829974967072,-0.34949090256390569,-0.45916957861112095,-0.48506844430519624,-0.25028139170214214,-1.0472724793401778E-2,-0.30293536711294256,-0.16175541735885646,-6.0533776186590504E-2,-0.38485992932881485,2.3182478937975537E-2,-0.12458096300445798,-0.13916198421843728,1.5194117494208625E-2,-0.13116877426952789,6.2047582894669495E-2,0.14239024988336335,0.32206158986115996,{"$f":"CZ46-12*CZ47/11+CZ48/11","v":5.0117762764779306E-2},9.8164806972543817E-2,0.11799449020541952,0.21516339814601515,0.42486982322976408,0.41938571305913053,0.52560296625848146,0.46051057646933136,0.51378594502562791,0.1159467801912929,0.54716768935389803,0.40857941584485069,0.71752182497710504,0.59120990518539962,0.50824093434376738,0.48072044661192892,0.8787002085787593,1.0796440592627183,null,"CES48",75.763164154785485,-24.123489314638594,6.9141592853791911,76.54217908115092,-16.138211703053663,6.7130200661265658,8.0257074314418677,64.411979775101216,2.862460250327477,-0.36586426841238101,-6.5927612370527697,-6.5927612370527697,8,null,null,null,null,null,427,{"$f":"IF(Calculator!$C$3,OFFSET('SPD Library'!B52,0,Calculator!$C$3-1),Calculator!C53)","v":2.4250000000000001E-3},{"$f":"RefCalc!B52","v":5.1095316383622628E-3},{"$f":"RefCalc!F52","v":3.3714908347244651E-2},null,2.4250000000000001E-3,427,3.7796802726135902E-3]
[null,null,null,null,null,null,null,null,null,null,null,null,null,null,null,null,null,null,null,null,"b",{"$f":"(1/9)*(V46+V47-2*V48)","v":5.8464451816083356E-6},{"$f":"(1/9)*(W46+W47-2*W48)","v":9.4404037770706689E-2},0.23117898386163993,5.2753295210062369E-2,0.24441804654326243,0.3539045093394565,0.19421319995457251,0.31249692044434435,0.28016438246898956,2.6877034078446448E-3,0.57646982802702806,0.55527662500197683,0.62646781696081288,0.30706176934554164,0.12289360257175452,0.22696810030400902,0.35142065373517278,0.37426078304940208,{"$f":"(1/9)*(AN46+AN47-2*AN48)","v":0.27287688929036669},0.5925020671161676,0.64126372275708987,0.77967628167347092,0.75106798594275259,0.2618973725266483,0.62137901093859993,0.80554093763413892,0.72912672525552058,0.27419778943876455,0.2590706793217572,0.64780264155981127,0.27082685038534965,0.64146991991030644,0.68713822829921445,0.36834502561555854,0.5648450986514455,0.24132591027710859,8.3176739126783389E-2,0.31913084554375398,0.25114127850181034,7.2719619819886575E-2,0.17282780368947728,9.9621694646670117E-2,0.52510797287612865,0.50847546730179316,1.0002368637063065E-2,0.29008676437664227,0.20956922795354335,0.10643822341235697,0.15786582627748577,0.12845497358166627,3.2377697432322786E-2,1.342232939551064E-2,3.080443169907237E-2,-7.2859238136207774E-2,-6.886745452363266E-2,-0.11012159112545047,-0.21727467490160751,-0.2353920807992185,-0.26842700096021488,-0.10142187979055389,-6.058911934945696E-2,-0.13044088881322383,-8.7591787956477096E-2,-4.6088953829082513E-2,-0.43058726678697407,-0.21562007893621959,-0.43620583710625338,-0.47771308531448059,-0.31159145998370774,-0.1597822350195845,-0.45646024148817527,-0.39358352920617867,-0.11909891237163665,-0.60228367962534235,-3.773590171901671E-2,-0.39384147296515254,-0.66207510195223385,-0.39474430924198778,-0.62102417625576056,-0.30680503465318326,-0.3611490359139865,-0.42771778485850159,{"$f":"(1/9)*(CZ46+CZ47-2*CZ48)","v":-0.11595702744796159},-0.20650343910534294,-6.5604903099242051E-2,-0.1504917192989339,-0.30663795435309044,-0.29319457884736361,-0.21878150370544069,-0.16261173348355207,-0.16553377251781221,-3.9699521021868217E-2,-9.70891436190357E-2,-6.6994760237819084E-2,-4.4633194443784774E-2,-5.1178338853678514E-2,-1.952369464970221E-2,4.1074559631971042E-2,0.13013990726804475,0.12299268368071893,null,"CES49",44.96232177138846,-18.275899972901783,7.0048286069691343,43.984989652519658,-11.240937232759164,5.3292295024046972,7.2975003381284385,53.253511184984674,2.775580651150992,-0.41691423746832518,-4.394275715695187,-4.394275715695187,8,null,null,null,null,null,428,{"$f":"IF(Calculator!$C$3,OFFSET('SPD Library'!B53,0,Calculator!$C$3-1),Calculator!C54)","v":2.6229999999999999E-3},{"$f":"RefCalc!B53","v":5.5267222628553464E-3},{"$f":"RefCalc!F53","v":3.4834037724228682E-2},null,2.6229999999999999E-3,428,3.9051426106725511E-3]
[null,null,null,null,null,null,null,null,null,null,null,null,null,null,null,null,null,null,null,null,"h",{"$f":"IF(V52=0,IF(V53=0,0,IF(V53>=0,(360/(2*PI()))*ATAN2(V52,V53),360+(360/(2*PI()))*ATAN2(V52,V53))),IF(V53>=0,(360/(2*PI()))*ATAN2(V52,V53),360+(360/(2*PI()))*ATAN2(V52,V53)))","v":6.3401917462814321},{"$f":"IF(W52=0,IF(W53=0,0,IF(W53>=0,(360/(2*PI()))*ATAN2(W52,W53),360+(360/(2*PI()))*ATAN2(W52,W53))),IF(W53>=0,(360/(2*PI()))*ATAN2(W52,W53),360+(360/(2*PI()))*ATAN2(W52,W53)))","v":12.193521623287557},13.296223759761371,7.533389683558398,28.222903673471745,17.144548837185209,22.977643285969382,16.58168694775566,15.597492024436237,1.8559086846224799,30.884780241015214,34.505323006525536,33.576034165780634,28.687143762959774,38.981066841030056,28.341106823967877,31.448102316845112,43.322546700113406,{"$f":"IF(AN52=0,IF(AN53=0,0,IF(AN53>=0,(360/(2*PI()))*ATAN2(AN52,AN53),360+(360/(2*PI()))*ATAN2(AN52,AN53))),IF(AN53>=0,(360/(2*PI()))*ATAN2(AN52,AN53),360+(360/(2*PI()))*ATAN2(AN52,AN53)))","v":37.281145903358791},60.683752024184969,38.141564176545636,63.26822926739267,56.785317650337845,71.946968373750281,78.009961884695798,76.996028079068253,74.834725742773486,82.4308475005178,93.014899089199375,81.891325445396646,70.839655795472254,85.77686454189984,88.749987985624486,83.529703914304605,102.21726138988954,110.27241792585046,73.22021197797109,117.11985091952243,95.824757545283674,86.553625402001913,91.042572953890129,100.50907665158741,132.29226491045088,133.67837473041959,111.27731741211076,146.98945800136684,149.13984476874626,127.73264884980755,164.00689136772556,159.0290570091247,173.79255540297319,176.47198926617264,174.88041588364675,186.1469426992135,191.75730125833658,198.05945318997848,196.43516619334989,197.05349490294907,199.91372426587574,199.26573034548684,220.31364774879265,211.33298755439961,255.69079625158173,271.69207188990043,214.20763692770726,211.67270876432147,223.53085412153976,224.56228613100927,231.22732535593343,266.24998435613929,236.42927746230811,247.65826087809302,243.05737534110125,237.42137777028589,301.5638551324999,252.44665932923621,258.12976019572352,272.20428575895136,258.07363796937739,281.43316571712467,291.51783276652202,306.97890072306973,{"$f":"IF(CZ52=0,IF(CZ53=0,0,IF(CZ53>=0,(360/(2*PI()))*ATAN2(CZ52,CZ53),360+(360/(2*PI()))*ATAN2(CZ52,CZ53))),IF(CZ53>=0,(360/(2*PI()))*ATAN2(CZ52,CZ53),360+(360/(2*PI()))*ATAN2(CZ52,CZ53)))","v":293.3744734664034},295.42484660682277,330.92595303749317,325.0299070997205,324.18118235536247,325.0424166266194,337.40054767578783,340.55127086103158,342.14187360539916,341.09908652859332,349.93819298588585,350.68807585046596,356.44052236130079,355.052499840922,357.80010723229884,4.8837048296523076,8.4245507155331758,6.4990979132429825,null,"CES50",53.301457686682539,-17.009874973852561,1.8501000135708048,51.023332046969507,-9.0030894322234118,1.5921015918064971,8.3285673633340078,69.36503432559239,3.0332523072365429,-0.51425027159153958,-3.8210311357218814,-3.8210311357218814,8,null,null,null,null,null,429,{"$f":"IF(Calculator!$C$3,OFFSET('SPD Library'!B54,0,Calculator!$C$3-1),Calculator!C55)","v":2.836E-3},{"$f":"RefCalc!B54","v":5.9755182376888157E-3},{"$f":"RefCalc!F54","v":3.5983856822228703E-2},null,2.836E-3,429,4.0340454840549784E-3]
[null,null,null,null,null,null,null,null,null,null,null,null,null,null,null,null,null,null,null,null,"H",{"$f":"IF(V54<20.14,300+(100*(V54+360-237.53)/1.2)/((V54+360-237.53)/1.2+(380.14-360-V54)/0.8),IF(V54<90,(100*(V54-20.14)/0.8)/((V54-20.14)/0.8+(90-V54)/0.7),IF(V54<164.25,100+(100*(V54-90)/0.7)/((V54-90)/0.7+(164.25-V54)/1),IF(V54<237.53,200+(100*(V54-164.25)/1)/((V54-164.25)/1+(237.53-V54)/1.2),300+(100*(V54-237.53)/1.2)/((V54-237.53)/1.2+(380.14-V54)/0.8)))))","v":386.15495575262082},{"$f":"IF(W54<20.14,300+(100*(W54+360-237.53)/1.2)/((W54+360-237.53)/1.2+(380.14-360-W54)/0.8),IF(W54<90,(100*(W54-20.14)/0.8)/((W54-20.14)/0.8+(90-W54)/0.7),IF(W54<164.25,100+(100*(W54-90)/0.7)/((W54-90)/0.7+(164.25-W54)/1),IF(W54<237.53,200+(100*(W54-164.25)/1)/((W54-164.25)/1+(237.53-W54)/1.2),300+(100*(W54-237.53)/1.2)/((W54-237.53)/1.2+(380.14-W54)/0.8)))))","v":391.86829433496683},392.97025841923386,387.30139294499537,10.272444443091212,396.88207087712033,3.5723003404219704,396.3034138388357,395.29700235482483,381.92700674695868,13.721698401386774,18.467318750874341,17.243244962224111,10.871603550951415,24.42184438735401,10.4249043279427,14.455949356210155,30.292812837015628,22.148682970800312,54.753312213375601,23.297462218839517,58.535447089772212,49.119147429701698,71.51805676850725,80.854614154385814,79.277528328101667,75.936981849272414,87.806173435107254,105.70145484585613,86.951185928885337,69.83693773592114,93.15041989719262,97.960288031096042,89.553303244386683,121.95762439569033,134.91829377896329,73.460189712379858,145.11631997040479,110.84232012955211,94.401445823282643,101.99391352180747,119.06314297154951,165.40444233836865,167.11643076460825,136.45986194496658,182.50751702318044,184.82849846213804,159.61414213524313,199.77058132852466,194.97183105199903,215.22980880854712,219.36811323060351,216.91706891933197,233.83535684880556,241.89914912031008,250.6876380662541,248.44911791484557,249.30341841459676,253.22100271193645,252.33835303168087,279.62386545807055,268.32153530602778,308.86607833120621,317.35578107868929,271.9923918720599,{"$f":"IF(CI54<20.14,300+(100*(CI54+360-237.53)/1.2)/((CI54+360-237.53)/1.2+(380.14-360-CI54)/0.8),IF(CI54<90,(100*(CI54-20.14)/0.8)/((CI54-20.14)/0.8+(90-CI54)/0.7),IF(CI54<164.25,100+(100*(CI54-90)/0.7)/((CI54-90)/0.7+(164.25-CI54)/1),IF(CI54<237.53,200+(100*(CI54-164.25)/1)/((CI54-164.25)/1+(237.53-CI54)/1.2),300+(100*(CI54-237.53)/1.2)/((CI54-237.53)/1.2+(380.14-CI54)/0.8)))))","v":268.75800833539483},283.55675884536822,284.8050849595067,292.72842131404752,314.3920138460104,298.74512705654854,304.84951817504265,302.61773193835381,299.87644528828844,335.20315211466686,307.22507987027234,310.11700909324622,317.63895805298768,310.08805591572093,322.87058980867016,328.88268766792413,338.7570108262907,330.02507865658032,331.29999735131446,355.85313689545711,351.42061129772554,350.79517125568793,351.42985311493874,360.90420444845631,363.43503829723386,364.73143989312268,363.88009299044057,371.27483926997854,371.92130416865064,376.98480087446876,375.74583262130278,378.20922692487636,384.76788810075834,388.16364030024255,386.30710609031371,null,"CES51",57.504401343728908,-13.317290458016824,0.82105547945935942,54.955447646203162,-4.7301921562095846,0.67476970581932927,8.958617177031309,80.256821724600414,3.0800172502388041,-0.6762927209409465,-4.590552772887321,-4.590552772887321,8,null,null,null,null,null,430,{"$f":"IF(Calculator!$C$3,OFFSET('SPD Library'!B55,0,Calculator!$C$3-1),Calculator!C56)","v":3.0370000000000002E-3},{"$f":"RefCalc!B55","v":6.3990299322499757E-3},{"$f":"RefCalc!F55","v":3.716500806421974E-2},null,3.0370000000000002E-3,430,4.166460912931309E-3]
[null,null,null,null,null,null,null,null,null,null,null,null,null,null,null,null,null,null,null,null,"e",{"$f":"((12500/13)*$EI$13*V20)*(COS((V54*PI()/180)+2)+3.8)","v":3160.5598839683034},3078.9981735359506,3064.2803785821484,3143.486692448771,2888.6831880883451,3014.6654678195232,2945.0365880026357,3021.7471425470221,3034.2762706240783,3226.5795439990929,2862.5120517205341,2829.6705884822313,2837.7907968843901,2883.9981670053758,2793.6382271656285,2887.4855187904723,2857.1909706985825,2763.7041291251494,2806.716090250547,2696.394479877194,2800.0026533802875,2693.7971102856704,2703.9987479962365,2699.382384943478,2716.2957355163376,2712.7294417622857,2706.1136409922456,2735.2636397888677,2802.6292983262197,2732.6530501582902,2697.4442606372213,2753.2656455223823,{"$f":"((12500/13)*$EI$13*BB20)*(COS((BB54*PI()/180)+2)+3.8)","v":2771.8430534295067},2740.8326151057777,2884.8775719067376,2973.2271635404286,2702.0520155463905,3058.9847220446582,2825.5033904350653,2757.8868619857285,2787.794392474309,2868.0415001340507,3277.3452654063312,3298.8542222761594,2985.2314921191987,3514.1345443379009,3549.9351136572918,3208.2174017730345,3798.758913821549,3715.6961906080196,3958.3048459630058,4000.6419861907657,3975.5791355277333,4146.5684692892219,4225.0342674059211,4306.6271743577236,4286.3132268495438,4294.1069837062314,4329.1762958413301,4321.3753447678473,4525.997952535784,4451.6417992910956,4601.340763969125,4517.3468928044686,{"$f":"((12500/13)*$EI$13*CH20)*(COS((CH54*PI()/180)+2)+3.8)","v":4477.6656155992541},4454.8230427941444,4547.5186707493358,4553.8256123353131,4587.4770258972594,4553.8531576464557,4605.0006359925101,4616.0462953709448,4615.9780733155958,4607.4574425283245,4190.6409848323765,4609.5399718097406,4593.1773395115388,4513.5048962993214,4593.3843551044083,4432.8503444291637,4321.7785448173263,4112.8630936903483,4298.9709887528215,4272.9988471768347,3730.1282381836245,3828.2313624793587,3842.2263736070831,3828.0247952829268,3621.521955116244,3568.7395496092699,3542.1820490440564,3559.5844069704931,3413.6502374893125,3401.4854908080101,3309.7648882623948,3331.6126266750161,3288.5610722243846,3181.6902639736977,3130.8795692858212,3158.2735945564446,null,"CES52",39.411156288555084,-19.928567720512756,1.785443482457433,36.36915358728448,-9.5618801698304807,0.97191254932459137,10.834381559977132,117.3838237871725,3.0522390544266242,-0.57616571840993813,-0.68428388189221323,-0.68428388189221323,8,null,null,null,null,null,431,{"$f":"IF(Calculator!$C$3,OFFSET('SPD Library'!B56,0,Calculator!$C$3-1),Calculator!C57)","v":3.209E-3},{"$f":"RefCalc!B56","v":6.7614379494863926E-3},{"$f":"RefCalc!F56","v":3.8378142194969649E-2},null,3.209E-3,431,4.3024618504039561E-3]
[null,null,null,null,null,null,null,null,null,null,null,null,null,null,null,null,null,null,null,null,"A",{"$f":"(2*V46+V47+(1/20)*V48-0.305)*V19","v":39.501102128317278},33.64101460777345,25.120468456904909,13.107196562630447,27.093974253431558,21.099517573378439,20.093911839312661,18.189856926264717,17.811928340620401,11.605598635632768,30.320345707579762,23.493195966038833,26.02800655076139,17.527748850969601,28.170620519689116,27.610422393551101,19.196463262321803,19.65600940676951,21.816941503594862,27.789313923976998,26.692454148621099,34.151273327732824,30.998505259733172,35.709528737091681,35.538936094411497,27.709860030781595,35.299975973310197,27.782560123121307,16.080952624015627,33.763163522300232,24.373960775567888,34.436105780879132,{"$f":"(2*BB46+BB47+(1/20)*BB48-0.305)*BB19","v":28.806159633142123},34.831932642519661,23.367383384107491,16.133806874555077,30.68539672364729,18.06156759217123,33.159380323383203,13.69333416045701,18.844704920918524,33.922748470682286,25.215609979711076,26.640508541866861,11.438417908888804,21.216689435971482,24.443833663115949,26.168412228512366,28.495770783367892,16.947916593445324,19.894956250426262,21.421677484643695,15.032951484485871,17.331830794415861,32.807770109213429,31.217350464138274,25.21924977541526,19.986779974899562,18.67545002138484,32.718538206691321,33.794799283535099,28.514303281172715,25.030954188861735,13.417740638325759,{"$f":"(2*CH46+CH47+(1/20)*CH48-0.305)*CH19","v":20.405830554345538},14.605800100027219,15.702319906033912,16.768480037201975,23.187311853117944,19.795830923317791,26.369015746545347,13.07430033176291,28.772537942671537,20.487740338938767,11.353099626586545,12.519257756759169,17.435526828796057,16.724771604616617,16.23435318329474,27.724867311790639,24.757953493089435,17.169994342811453,33.570531334277192,27.587529374185834,11.383101552684044,16.116089603502047,25.227549175545686,15.787193549703161,24.168373492170794,15.554330839380185,17.506913291097188,30.788772453636266,22.085222764701516,26.026980808601081,16.517808492266045,27.471657031726266,30.63640691498335,20.697860281760494,25.921382282768576,21.805327632476587,null,"CES53",46.063901311061542,-31.046304872561969,-3.3436220006552211,41.879677845417035,-19.862442760044633,-1.2037890741925352,12.131174004004093,147.1653827154247,3.248877042622496,-0.44687894656998661,-2.6787000342067415,-2.6787000342067415,9,null,null,null,null,null,432,{"$f":"IF(Calculator!$C$3,OFFSET('SPD Library'!B57,0,Calculator!$C$3-1),Calculator!C58)","v":3.372E-3},{"$f":"RefCalc!B57","v":7.1048827565185777E-3},{"$f":"RefCalc!F57","v":3.9623918281933741E-2},null,3.372E-3,432,4.4421221826076102E-3]
[null,null,null,null,null,null,null,null,null,null,null,null,null,null,null,null,null,null,null,null,"Aw",{"$f":"(2*V49+V50+(1/20)*V51-0.305)*V19","v":39.501102128317278},39.501102128317278,39.501102128317278,39.501102128317278,39.501102128317278,39.501102128317278,39.501102128317278,39.501102128317278,39.501102128317278,39.501102128317278,39.501102128317278,39.501102128317278,39.501102128317278,39.501102128317278,39.501102128317278,39.501102128317278,39.501102128317278,39.501102128317278,39.501102128317278,39.501102128317278,39.501102128317278,39.501102128317278,39.501102128317278,39.501102128317278,39.501102128317278,39.501102128317278,39.501102128317278,39.501102128317278,39.501102128317278,39.501102128317278,39.501102128317278,39.501102128317278,{"$f":"(2*BB49+BB50+(1/20)*BB51-0.305)*BB19","v":39.501102128317278},39.501102128317278,39.501102128317278,39.501102128317278,39.501102128317278,39.501102128317278,39.501102128317278,39.501102128317278,39.501102128317278,39.501102128317278,39.501102128317278,39.501102128317278,39.501102128317278,39.501102128317278,39.501102128317278,39.501102128317278,39.501102128317278,39.501102128317278,39.501102128317278,39.501102128317278,39.501102128317278,39.501102128317278,39.501102128317278,39.501102128317278,39.501102128317278,39.501102128317278,39.501102128317278,39.501102128317278,39.501102128317278,39.501102128317278,39.501102128317278,39.501102128317278,{"$f":"(2*CH49+CH50+(1/20)*CH51-0.305)*CH19","v":39.501102128317278},39.501102128317278,39.501102128317278,39.501102128317278,39.501102128317278,39.501102128317278,39.501102128317278,39.501102128317278,39.501102128317278,39.501102128317278,39.501102128317278,39.501102128317278,39.501102128317278,39.501102128317278,39.501102128317278,39.501102128317278,39.501102128317278,39.501102128317278,39.501102128317278,39.501102128317278,39.501102128317278,39.501102128317278,39.501102128317278,39.501102128317278,39.501102128317278,39.501102128317278,39.501102128317278,39.501102128317278,39.501102128317278,39.501102128317278,39.501102128317278,39.501102128317278,39.501102128317278,39.501102128317278,39.501102128317278,39.501102128317278,null,"CES54",85.856885426804283,-17.341755478886853,-3.609395873798563,85.450585369579073,-12.104546120931088,-0.49306984653176156,6.1077761504316062,37.304929503781132,3.3467962716966388,-0.36067817012130216,-9.4246891042505752,-9.4246891042505752,9,null,null,null,null,null,433,{"$f":"IF(Calculator!$C$3,OFFSET('SPD Library'!B58,0,Calculator!$C$3-1),Calculator!C59)","v":3.5509999999999999E-3},{"$f":"RefCalc!B58","v":7.4820399372471733E-3},{"$f":"RefCalc!F58","v":4.0903003714122532E-2},null,3.5509999999999999E-3,433,4.5855167285822991E-3]
[null,null,null,null,null,null,null,null,null,null,null,null,null,null,null,null,null,null,null,null,"J",{"$f":"100*(V57/V58)^($EI$12*V21)","v":100},80.772059371737555,54.776010183880238,23.062397520890041,60.571301672957432,43.43630088746486,40.70529159677745,35.65805632928793,34.676263888070189,19.617154134272191,70.346377414500793,50.108681928785224,57.423080241733068,33.942519295647124,63.792799264653432,62.111430152431744,38.305729546793486,39.52992976538286,45.411200642032718,62.647140771164942,59.380568762905469,82.405271549258714,72.446328780459183,87.442462779333923,86.887409208572635,62.409066409012063,86.111386726674837,62.626895051607612,30.268527333939176,81.162289097582331,52.622096841394772,83.320463601726317,{"$f":"100*(BB57/BB58)^($EI$12*BB21)","v":65.713682602956311},84.596438398994167,49.752157106657975,30.400892439130995,71.474871033689638,35.324021516785258,79.23794177417335,24.443839201548563,37.375165538405113,81.672817618118486,55.052056912721191,59.226950032892802,19.242269643010584,43.757355993696194,52.822791022001716,57.835362691808626,64.773783286642512,32.457589285273329,40.170222003064346,44.320436863249988,27.674004678294299,33.438939663030744,78.122606595906106,73.127248757550717,55.062624366514768,40.416953807822011,36.929438450280827,77.840180920713237,81.26343201225319,64.829807828939934,54.516605141757502,23.791823628235541,{"$f":"100*(CH57/CH58)^($EI$12*CH21)","v":41.547681437816365},26.633280029786881,29.324513774354909,32.001416715639117,49.242975522025979,39.904291913391873,58.425674199139053,22.985459703956703,65.611709574223639,41.769600360956247,19.05164632565106,21.697033183268463,33.705243122142839,31.89054190935644,30.653089476419016,62.454016759952388,53.727362654810115,33.024374536897625,80.54709852049433,62.042956876608656,19.118624796174689,30.356506380270826,55.086721975452591,29.535476250494007,52.032694773730817,28.957570683202139,33.888875821971823,71.795247175894275,46.155273889605617,57.420070980411118,31.366840108442993,61.696669034071213,{"$f":"100*(DN57/DN58)^($EI$12*DN21)","v":71.323168812514623},{"$f":"100*(DO57/DO58)^($EI$12*DO21)","v":42.340217231714547},{"$f":"100*(DP57/DP58)^($EI$12*DP21)","v":57.110481762792986},{"$f":"100*(DQ57/DQ58)^($EI$12*DQ21)","v":45.379057603096967},null,"CES55",82.225731986894786,-17.791596613623117,-5.8012576127631021,80.992202539044001,-11.320322672081788,-2.0225884168358741,7.5945587243391719,57.677322217436227,3.4567895728647109,-0.43666690124779728,-7.9293753052996578,-7.9293753052996578,9,null,null,null,null,null,434,{"$f":"IF(Calculator!$C$3,OFFSET('SPD Library'!B59,0,Calculator!$C$3-1),Calculator!C60)","v":3.7699999999999999E-3},{"$f":"RefCalc!B59","v":7.9434780522167955E-3},{"$f":"RefCalc!F59","v":4.2216074198934896E-2},null,3.7699999999999999E-3,434,4.7327212399183669E-3]
[null,null,null,null,null,null,null,null,null,null,null,null,null,null,null,null,null,null,null,null,"Q",{"$f":"(4/$EI$12)*((V59/100)^0.5)*(V58+4)*(V17^0.25)","v":238.02650952152914},213.92222448010301,176.16536413837784,114.30824445276617,185.2502409027644,156.87427961135319,151.86257626052478,142.13602358687052,140.16561203087096,105.42493216786136,199.63937286355008,168.4929824178752,180.37177142105332,138.67474144955912,190.1127123017402,187.5906087278301,147.31846908828734,149.65400693278119,160.40090722249525,188.39785563624389,183.42034441025959,216.07415609284104,202.59723751049236,222.58019495587672,221.8726404910249,188.03953606482304,220.87960633728213,188.36741084405764,130.95466497850543,214.43835733475771,172.6670236058506,217.27070167804266,{"$f":"(4/$EI$12)*((BB59/100)^0.5)*(BB58+4)*(BB17^0.25)","v":192.95375336503591},218.92802924726575,167.89249600002825,131.24068680588783,201.23430505325553,141.46871162647739,211.88095469070939,117.68199906033915,145.51805808059044,215.11173212169419,176.60870382310543,183.18293469818994,104.41273602302068,157.45297257483912,172.99597561399122,181.0181240193389,191.56887993831043,135.60742153074924,150.86116042948694,158.46280685669203,125.21643445513855,137.64219091944733,210.384476032576,203.54711220157037,176.6256533693111,151.32375763667974,144.64774913008586,210.00384500309903,214.57193025295155,191.6517085038023,175.74773226137341,116.1018644213468,{"$f":"(4/$EI$12)*((CH59/100)^0.5)*(CH58+4)*(CH17^0.25)","v":153.42591591121584},122.83939130534775,128.89638517682391,134.65110775031201,167.03115021306593,150.36097475008057,181.93958273693323,114.11741490187073,192.80398457252804,153.83511768282708,103.89426700604554,110.87292490025045,138.18918647254699,134.41764356498371,131.78392993236838,188.10724194631882,174.47093535699506,136.78630829184345,213.62411594573985,187.48717780082197,104.07673348898631,131.14484447708691,176.66429837031779,129.35919881665552,171.69730852772199,128.08739423412666,138.56511587509112,201.68480314906074,161.70967127697227,180.36704516025026,133.30938138890534,186.96322326948015,{"$f":"(4/$EI$12)*((DN59/100)^0.5)*(DN58+4)*(DN17^0.25)","v":201.02063620545167},{"$f":"(4/$EI$12)*((DO59/100)^0.5)*(DO58+4)*(DO17^0.25)","v":154.88232843112047},{"$f":"(4/$EI$12)*((DP59/100)^0.5)*(DP58+4)*(DP17^0.25)","v":179.88014953190699},{"$f":"(4/$EI$12)*((DQ59/100)^0.5)*(DQ58+4)*(DQ17^0.25)","v":160.34412954211683},null,"CES56",67.564507676267411,-30.851006774272193,-9.1005243003142997,64.704127069036346,-20.834057156865878,-3.8673559044786039,11.657920411250611,135.90710831505362,3.4284404167762115,-0.42597436994796289,-5.9192365886689231,-5.9192365886689231,9,null,null,null,null,null,435,{"$f":"IF(Calculator!$C$3,OFFSET('SPD Library'!B60,0,Calculator!$C$3-1),Calculator!C61)","v":4.0549999999999996E-3},{"$f":"RefCalc!B60","v":8.5439797086841133E-3},{"$f":"RefCalc!F60","v":4.35638137569496E-2},null,4.0549999999999996E-3,435,4.8838124001725648E-3]
[null,null,null,null,null,null,null,null,null,null,null,null,null,null,null,null,null,null,null,null,"t",{"$f":"(V56*(V52^2+V53^2)^0.5)/(V46+V47+(21/20)*V48)","v":4.2047942407268417E-3},41.347278370190523,129.06988573341664,97.524741676968233,57.367561189620986,188.62573618559213,76.066648589824652,200.29329004838453,193.77613265797268,22.587707304670065,117.11867970165947,133.3676986932513,140.17713689270343,114.46326575310562,19.619546192760804,51.821841564888842,109.53075551153377,83.717025812253851,61.193427287741784,72.869774907577423,123.25336215611532,76.858070600963643,88.1689058219944,21.408037393371345,52.522837776492608,92.924693105689897,63.732740636764554,28.258438232123648,47.925736378468763,57.732861197218106,33.114457441287598,55.873074374304238,{"$f":"(BB56*(BB52^2+BB53^2)^0.5)/(BB46+BB47+(21/20)*BB48)","v":73.644780967089901},30.441667083507529,79.124518373397237,49.852059916777129,7.6767286284829774,64.743680792786733,22.091770274992431,14.718449246289433,26.283934912717008,8.6080146662583577,99.953947132887237,93.588299368388761,2.7399819433063857,91.874505154598197,60.621169817109234,16.603354971033127,76.872131212331112,79.359868154404339,58.722211294489234,40.099663813737898,89.388444843249204,154.20018301988358,42.518070242856524,47.522795188098094,122.41577917363703,158.41115804905925,165.70402361832589,39.499970012664882,12.318621407586265,37.820085689075455,16.152952034661119,14.947911456368058,{"$f":"(CH56*(CH52^2+CH53^2)^0.5)/(CH46+CH47+(21/20)*CH48)","v":148.91667818415638},113.72548621965096,157.63726025246811,158.63478316381929,73.138478752866106,34.972777551713513,87.130226638570051,128.37548074980907,20.794200966091566,138.37587572749669,15.700775322457764,129.27150858646237,148.60741347244107,94.483564331525031,149.41309891057753,47.143754735882752,62.876314656580185,113.95459358180254,15.793250391085252,33.915995156764637,42.189975131608449,59.058889332930697,75.227299178935993,113.46673475624839,81.68141799360626,106.2873358543488,104.26609748126182,13.975309781215218,84.021574465369483,53.258810988574993,142.61502419847176,71.306996211649647,54.339701214015626,74.613219544810406,110.41789547702207,163.34580705365585,null,"CES57",53.556646047477919,-32.468630467145402,-9.9598142817907576,49.837871284407598,-21.777218466768794,-4.7507690475673137,12.460727448766049,155.26972855243164,3.4392322886183253,-0.43352124348528498,-4.7470464174124345,-4.7470464174124345,9,null,null,null,null,null,436,{"$f":"IF(Calculator!$C$3,OFFSET('SPD Library'!B61,0,Calculator!$C$3-1),Calculator!C62)","v":4.6829999999999997E-3},{"$f":"RefCalc!B61","v":9.8671903762682367E-3},{"$f":"RefCalc!F61","v":4.4946914714667739E-2},null,4.6829999999999997E-3,436,5.0388678240544287E-3]
[null,null,null,null,null,null,null,null,null,null,null,null,null,null,null,null,null,null,null,null,"s",{"$f":"100*(V64/V60)^0.5","v":0.5079183830664733},{"$f":"100*(W64/W60)^0.5","v":31.806062805611944},53.086001023900579,46.796185999552456,36.856039864957204,62.969351562777717,41.845255272557267,64.693206116551337,63.737338191884859,24.229879970789195,50.814840898783068,53.87429380657737,55.095170068444446,50.293117196189741,22.741485275038229,35.207855537977231,49.306029599905514,43.689291359272389,{"$f":"100*(AN64/AN60)^0.5","v":37.942500150447309},41.044515849134449,51.995797456149297,42.040614915574729,44.719892165392842,23.65202771371926,35.421379978244303,45.789700778712955,38.643100291738328,26.79942430311122,33.991063444971189,36.961465397683334,28.781719366060933,36.420839372473772,41.240382368388119,27.712109670007635,42.594034701457865,34.599210847622935,14.908641769520184,38.91774054263265,23.989021182031436,19.982357251796056,25.939969850828344,15.696945262274504,47.317171050995334,45.936562652009655,9.3776767823286402,45.556101345566304,37.782416858873383,21.095845125944042,42.044075699242597,42.650999842224039,37.245162653540788,31.370549339134413,44.997192348883765,57.510480313037313,32.2082323006005,33.862162090000339,51.836494610420935,58.211982562749988,59.403039726428098,31.158557189035701,18.444281558121943,30.555115057212532,20.83637433633286,20.121948220106507,56.6152328212263,50.146982538616399,58.083835901801827,58.248947604782408,41.112554285272473,29.497645437302172,44.482047985563113,52.957287467531778,23.344404573076496,54.775451581349365,20.571847163202378,53.123302060400079,56.562293171319986,46.13378798006115,56.700083388585867,33.740356770749628,38.408556014780523,50.192418334966774,{"$f":"100*(CZ64/CZ60)^0.5","v":20.626283325789547},29.093156869059044,32.096151834676931,37.341105260246557,41.636839472536266,50.095607247087358,43.208010064511612,48.643574310299165,48.225106798052714,19.521871246335987,43.760740421740671,35.643878493719996,55.524310038150062,40.646041723719151,35.967607919028652,41.483548196515358,49.485339487356114,59.021112392159417,null,"CES58",49.884578949850628,-31.828796142909468,-11.530487231541493,45.968828295061464,-22.248977513074529,-5.9413900011254093,11.761974154964763,138.34403602205904,3.4891527083636156,-0.40662441094223323,-4.962283233437887,-4.962283233437887,9,null,null,null,null,null,437,{"$f":"IF(Calculator!$C$3,OFFSET('SPD Library'!B62,0,Calculator!$C$3-1),Calculator!C63)","v":5.7109999999999999E-3},{"$f":"RefCalc!B62","v":1.2033210386262632E-2},{"$f":"RefCalc!F62","v":4.6366077695200104E-2},null,5.7109999999999999E-3,437,5.197966056382267E-3]
[null,null,null,null,null,null,null,null,null,null,null,null,null,null,null,null,null,null,null,null,"C",{"$f":"(V61^0.9)*((V59/100)^0.5)*((1.64-0.29^V18)^0.73)","v":6.5057747687137877E-3},22.927756625232508,52.597654844457971,26.520658583022335,26.660110931714986,65.901609205786443,28.172736871955195,63.024200300854012,60.327475973162194,6.5574001836800901,54.615154928447105,51.812056586133885,58.007140774284522,37.162105006109179,10.416807578111543,24.636333395894447,37.943998460906144,30.26385051798421,24.464961807444098,33.625756402864106,52.53755093087581,40.460083771920452,42.926042118220529,13.191953434035016,29.493107806934052,41.770590507369896,34.945026693126614,14.333179198022137,16.030102926138802,31.037495307282082,15.154049593347329,30.534224948311131,{"$f":"(BB61^0.9)*((BB59/100)^0.5)*((1.64-0.29^BB18)^0.73)","v":34.768377970750116},17.81256156915039,32.271167624123244,16.645111699959223,4.7387523190899881,22.700815965330833,12.91822396539418,4.9783945007338568,10.373890444116723,5.6153937942984307,41.892422904109488,40.953199253262746,0.97281403762086094,34.620217960490741,26.163829103598282,8.5349650965965846,35.877354470352323,26.135314111129027,22.171905924355702,16.521802438996261,26.860741569296668,48.231570011872385,23.122420942601579,24.727496354611386,50.281805575328896,54.327251127204988,54.077281420937666,21.600696637780967,7.733609290608138,18.956858779368545,8.0838801278562205,4.9804098211058996,{"$f":"(CH61^0.9)*((CH59/100)^0.5)*((1.64-0.29^CH18)^0.73)","v":52.101611065040544},32.727520213700359,46.072008995808346,48.40296099882034,29.911088953958995,13.86103523122404,38.140165712319607,33.906988711478952,11.131852422440309,48.900494872062858,4.6582628898057026,33.149841933495097,46.839678971613161,30.309609505419338,44.88649376132112,22.687711425607883,27.268728136437115,36.509400646534075,9.6289308802440079,16.81276342022775,11.359139094570406,19.373647437854991,32.448164713193165,34.393980495934748,33.96079521411761,32.110212658266576,34.141778324211863,8.1433274139973655,32.808860740336357,24.278001414654256,43.542452529356986,32.724915721850792,27.551775220108425,28.238361461653398,46.668321463121998,59.177099949456256,null,"CES59",85.655972688257222,-15.806000866471422,-5.5245717570692827,84.523815184303544,-9.0816716965095576,-2.8632346413182281,7.3199111089843694,53.581098643432782,3.4778430809199232,-0.47837444975970533,-1.7669092957226837,-1.7669092957226837,9,null,null,null,null,null,438,{"$f":"IF(Calculator!$C$3,OFFSET('SPD Library'!B63,0,Calculator!$C$3-1),Calculator!C64)","v":6.829E-3},{"$f":"RefCalc!B63","v":1.4388862498299336E-2},{"$f":"RefCalc!F63","v":4.7822011606897342E-2},null,6.829E-3,438,5.3611865708085181E-3]
[null,null,null,null,null,null,null,null,null,null,null,null,null,null,null,null,null,null,null,null,"M",{"$f":"V63*V17^0.25","v":6.1406336913029467E-3},21.64092053662225,49.645575339408346,25.032168404232397,25.163793894071283,62.202836124334304,26.591522664462481,59.486923770550739,56.941554948006242,6.1893615943951472,51.549841845455788,48.904069322923924,54.751450155896869,35.076356337704503,9.8321570979651103,23.253602262488165,35.814365485304414,28.565271120818554,23.091849022146839,31.738487728771393,49.588844799258588,38.189233780055034,40.516788520415908,12.451545986605121,27.837786873813723,39.426187424850717,32.983713067846971,13.528719670733096,15.130402389070531,29.295494564936142,14.303518151302628,28.820470600535643,{"$f":"BB63*BB17^0.25","v":32.816978876345722},16.812819316454419,30.45992617564195,15.710893373039104,4.4727865903505455,21.426717077132633,12.193179772403905,4.6989786899504846,9.7916487175935494,5.3002259606382971,39.541181894642243,38.654672816308704,0.91821418157827328,32.677134448426436,24.695366224430739,8.0559343182760283,33.863713308202918,24.668451655499453,20.927492475491157,15.594504929043136,25.353163999314756,45.524540016914024,21.824659185473035,23.339648637531486,47.459704701159247,51.278096842806228,51.042156857995828,20.388342702462758,7.2995551573130451,17.892892059784078,7.6301668032356877,4.7008808990824162,{"$f":"CH63*CH17^0.25","v":49.177372357820325},30.890665662681492,43.486185846179488,45.68631156699896,28.232308541869909,13.083075108365469,35.999522714994058,32.003935680899723,10.507069559274584,46.155921009872657,4.3968146855693186,31.289284285879429,44.210769817315139,28.608461853654145,42.36720846850362,21.414348038702538,25.73825204014728,34.460285458623083,9.0885005209215741,15.869135525355322,10.721599610818641,18.286288168540057,30.626989181516681,32.463594716960728,32.054722256620579,30.308004917796531,32.225547565351839,7.6862775696105601,30.967440896390986,22.915381909816801,41.098602473843435,30.888207349725885,{"$f":"DN63*DN17^0.25","v":26.005412911835545},{"$f":"DO63*DO17^0.25","v":26.653464028989369},{"$f":"DP63*DP17^0.25","v":44.049029866685615},{"$f":"DQ63*DQ17^0.25","v":55.855744568771065},null,"CES60",88.05708681035685,-5.1485657381519427,-4.3684100997622171,87.384036511331786,-2.3912092175705828,-2.0856774041575488,3.6423728867584146,13.266880246192827,3.8451985402954247,-0.5492063092588404,0.78217005312816923,0.78217005312816923,10,null,null,null,null,null,439,{"$f":"IF(Calculator!$C$3,OFFSET('SPD Library'!B64,0,Calculator!$C$3-1),Calculator!C65)","v":7.7270000000000004E-3},{"$f":"RefCalc!B64","v":1.6280969472010392E-2},{"$f":"RefCalc!F64","v":4.9315433629914675E-2},null,7.7270000000000004E-3,439,5.528609768313565E-3]
[null,null,null,null,null,null,null,null,null,null,null,null,null,null,null,null,null,null,null,null,null,null,null,null,null,null,null,null,null,null,null,null,null,null,null,null,null,null,null,null,null,null,null,null,null,null,null,null,null,null,null,null,null,null,null,null,null,null,null,null,null,null,null,null,null,null,null,null,null,null,null,null,null,null,null,null,null,null,null,null,null,null,null,null,null,null,null,null,null,null,null,null,null,null,null,null,null,null,null,null,null,null,null,null,null,null,null,null,null,null,null,null,null,null,null,null,null,null,null,null,null,null,"CES61",75.808238549910129,-12.817652937920757,-7.8033664134322409,74.089238712220038,-5.9240301166128386,-4.9316361541682605,7.6631475730543173,58.723830726408274,3.688456450900472,-0.52903408714560951,8.4437143972838555,8.4437143972838555,10,null,null,null,null,null,440,{"$f":"IF(Calculator!$C$3,OFFSET('SPD Library'!B65,0,Calculator!$C$3-1),Calculator!C66)","v":8.0949999999999998E-3},{"$f":"RefCalc!B65","v":1.7056354067027841E-2},{"$f":"RefCalc!F65","v":5.0847069200711255E-2},null,8.0949999999999998E-3,440,5.7003169754679985E-3]
[null,"Polygon Area Calculation",null,null,null,null,null,null,null,null,null,null,null,null,null,null,null,null,null,null,"ac",{"$f":"V63*COS(PI()*V$34/180)","v":-1.1297159328986443E-3},5.771041090743779,37.370515958986594,26.211169483572945,18.678449731071996,55.71766875072629,25.916000919427315,58.021507714630651,56.065811519111278,6.5276169717200272,21.218346712388222,41.499380536833982,38.924551273510943,35.396923715453624,7.2901133915598137,16.774904544456337,35.239495551772329,28.181468774178999,21.850843165221693,23.217800387664195,34.576059951560715,9.4751093691420092,19.706826846788331,2.5587915548082294,5.9429425027955229,29.961410311269191,6.9573295932995824,10.633400330138944,15.740085418226075,11.38428063461965,12.943064019277131,9.9763074032265369,{"$f":"BB63*COS(PI()*BB$34/180)","v":24.345637203487517},5.1943880566140272,29.044824680239412,16.366412279176291,2.7878395642436762,22.094367012203914,5.7191354449451284,4.9350152406493333,9.9622753810298281,2.1006631798182123,37.46713060372786,35.240811046417825,0.9692300734553676,33.095854969220703,23.474152829661342,6.9808726710711513,29.005735934821057,25.725838897656971,21.310512799254095,15.500678183776714,26.636223484344878,47.696868410515975,12.4019681192179,15.626643404465286,45.63971117608466,53.005285015656696,53.131809800330288,11.416358304632942,3.0102843494436167,14.01881994015843,6.7955359530898161,4.9397266360813337,{"$f":"CH63*COS(PI()*CH$34/180)","v":50.175090484416877},32.461616463889108,45.517066188823868,47.588541516658857,26.975025654240412,13.114803218987324,31.092056715122379,33.659956920787188,7.7908496646799268,46.189970910981188,4.6406050824402421,32.941352272404202,45.198794849425376,29.461275529413527,43.768901286774081,16.220519161963715,22.28405285497891,34.958445682436299,3.5085539737396885,12.131316110351921,11.308024788322605,18.876301880169102,24.859805828832958,33.357899773406267,27.098958776895078,31.217105284915554,32.480795539441736,4.504360045320654,28.382471035692571,18.142236525018934,41.660654219009309,21.171657734991459,12.849979899021715,25.568530395653212,31.958206354606322,49.014943055552251,null,"CES62",67.079574144136004,-1.7386387383966395,-6.8163765484898606,65.983989843967905,-0.97640926494597369,-2.5625859024352247,4.4582545451593072,19.876033589433622,4.4626462616360767,-0.62912373080401873,-6.5488871064455054,-6.5488871064455054,12,null,null,null,null,null,441,{"$f":"IF(Calculator!$C$3,OFFSET('SPD Library'!B66,0,Calculator!$C$3-1),Calculator!C67)","v":7.927E-3},{"$f":"RefCalc!B66","v":1.6702374143215529E-2},{"$f":"RefCalc!F66","v":5.2417651994480445E-2},null,7.927E-3,441,5.8763904424629304E-3]
[null,"a'ref,j Difference",{"$f":"D17-C17","v":-6.3396560296800502},-7.3869041330230569,-10.365409674679166,-4.7086020026379307,-10.829244270806198,-5.9997119463655189,0.11598274964164546,-6.7738456857112759,7.0791721667546028,5.8679097636772468,7.1640747785214494,8.1596815277561348,3.6795539077917239,9.7289009434478793,4.2915256511057649,6.3165722542067471,null,null,"bc",{"$f":"V63*SIN(PI()*V$34/180)","v":6.4069374315805427E-3},22.18957206876329,37.012941413725301,4.0397928140748407,19.023065750166701,35.193230668646144,11.048257745032307,24.608016297199224,22.271711564133351,0.62427064598645277,50.324913419211804,31.020809511419664,43.008228154197191,11.317236410336303,7.4407074164760933,18.04304577165513,14.068581039247217,11.032020028302483,11.003408981246798,24.323347607254572,39.556166852217224,39.334980377186127,38.1351028262144,12.941414960690748,28.888143632291445,29.104915796032671,34.245444303053354,9.6109741099232764,3.0354424470825818,28.874283876518586,7.8817709222308707,28.858485472914087,{"$f":"BB63*SIN(PI()*BB$34/180)","v":24.821967203932616},17.038359145530386,14.065077999016422,3.0331984129210685,3.8319347731555098,5.2121005191625711,11.583263796635938,0.65577159094909565,2.8932113955021057,5.2076733451706971,18.740043252350212,20.862640433754198,8.3427912007339747E-2,10.159915131938607,11.55465716895135,4.9105036351085083,21.115204158869506,4.6082379169461039,6.1200863189424783,5.7182979702190577,3.4656941793205411,7.1619194103306523,19.515059236824339,19.163952929314998,21.10158135493047,11.91175786554591,10.067926957463298,18.337307825787306,7.1236858995379162,12.760688941680959,4.3783340475359331,0.63528162806482447,{"$f":"CH63*SIN(PI()*CH$34/180)","v":14.037028547856368},4.1634163723472435,7.1292845694411708,8.8417956191352634,12.923669500754013,4.4866729553728089,22.08973177263168,4.0854844964962984,7.9511508511250639,16.054438201798209,0.40521305429461046,3.712052084909395,12.28920137044463,7.1207915677251812,9.953923966644787,15.862755367464585,15.716377525862105,10.528219746818248,8.9669592900755433,11.640454598307759,1.0763904293885551,4.3615871394516184,20.853619527727965,8.3783302072741233,20.469050900893638,7.5205115909491491,10.519455701917519,6.7841375246732687,16.457724052458062,16.133214390202067,12.66234821490265,24.953577253664719,24.371670734156051,11.985629372108484,34.008899934894892,33.158174191123756,null,"CES63",34.671768037765197,0.13186076481219333,-4.4636807898908248,34.744533518152068,2.5955485155746723,-0.43963462518856433,4.7188981430041474,22.267999684047989,4.7419212060438953,-0.42284725794190064,78.694398667102064,78.694398667102064,13,null,null,null,null,null,442,{"$f":"IF(Calculator!$C$3,OFFSET('SPD Library'!B67,0,Calculator!$C$3-1),Calculator!C68)","v":7.515E-3},{"$f":"RefCalc!B67","v":1.5834280520532949E-2},{"$f":"RefCalc!F67","v":5.402792390550986E-2},null,7.515E-3,442,6.0569133409082137E-3]
[null,"b'ref,j Difference",{"$f":"(C18+D18)/2","v":9.5109888397453783},18.250986620856168,19.790094858382759,13.47883572642079,13.033710899092224,13.6224310555881,7.6756142714148963,-1.6531322459258877,-10.63808378126874,-16.380168082924918,-19.392674893637714,-17.960445286593739,-13.263033998320555,-10.48090286888492,-6.8341804911364603,1.0048307857361853,null,null,"aM",{"$f":"V64*COS(PI()*V$34/180)","v":-1.0663098502149122E-3},5.4471374456636976,35.273070082703796,24.7400495930634,17.630108910549517,52.590476322193631,24.461447567318121,54.765010741848087,52.919079338579785,6.1612499856630576,20.02745242925122,39.170199300192749,36.739884097805245,33.410247059408647,6.8809507702156969,15.833401504990096,33.261654659544106,26.599764482676434,20.624449584236757,21.914685393669771,32.635454838077706,8.9433123477830776,18.600767654301436,2.415177621278656,5.6093907728928816,28.279805578437649,6.5668446912066702,10.036593433017396,14.85666231298906,10.745330064664056,12.216625661201185,9.4163802979547864,{"$f":"BB64*COS(PI()*BB$34/180)","v":22.979221593545894},4.9028494591508638,27.414663945509837,15.447836148673399,2.6313701538620191,20.854305488041792,5.3981450398870914,4.6580341206334195,9.4031358326418193,1.982762016002215,35.364262164148812,33.262896321149078,0.91483136986322811,31.238327377056095,22.156649878783153,6.5890663975676551,27.377769082776343,24.281958519633161,20.114445631187106,14.630691974010965,25.14124714609201,45.019848910195627,11.705899140186609,14.749587310168689,43.078151038513241,50.030326987266164,50.149750481495907,10.775607353415179,2.8413300727055448,13.232004042135872,6.4141318301822698,4.6624810857607581,{"$f":"CH64*COS(PI()*CH$34/180)","v":47.358979068022336},30.639685943465427,42.962389585401645,44.91760193766099,25.461033811494563,12.378725880367908,29.346993676285681,31.770768719135283,7.353582876074281,43.597527067840652,4.3801479347705783,31.092496250219202,42.661981443532802,27.807741204733158,41.312341639213287,15.310131382871635,21.03334508260458,32.996378907164761,3.311633972099564,11.450437661216622,10.67335413011706,17.816856471883025,23.46453215163509,31.485664736620244,25.578011102516289,29.465023809209118,30.65778858022944,4.251549743939762,26.789485354203368,17.123991038986311,39.322421386184537,19.983383902779355,12.128765951130298,24.133479065352326,30.164530072335328,46.263945710454529,null,"CES64",54.717392806315267,-27.276777280840346,-18.542594059401857,49.793083530813504,-16.268304000382354,-12.956735035783101,13.290490090252252,176.63712683909333,3.7386285473050824,-0.45890476513945261,4.3275964760528325,4.3275964760528325,10,null,null,null,null,null,443,{"$f":"IF(Calculator!$C$3,OFFSET('SPD Library'!B68,0,Calculator!$C$3-1),Calculator!C69)","v":7.0000000000000001E-3},{"$f":"RefCalc!B68","v":1.4749163492179727E-2},{"$f":"RefCalc!F68","v":5.5678635025470227E-2},null,7.0000000000000001E-3,443,6.2419697613984677E-3]
[null,"a'test,j Difference",{"$f":"D19-C19","v":-5.3159587357264169},-6.9700597351608007,-5.9983393707946089,-2.146034942920013,-8.2806494574462093,-2.9919828026672253,2.4882600793447285,-6.612171630652778,7.3695413086774142,5.0343190509859532,6.5527172485635798,1.0900268075059145,0.60909660503429253,9.1235613206630877,1.1751992184818931,4.8724750361111884,null,null,"bM",{"$f":"V64*SIN(PI()*V$34/180)","v":6.0473436676031153E-3},20.94416709540981,34.935564654396764,3.8130566676374356,17.955383118871673,33.217986424760603,10.428166690553436,23.226874480406924,21.02169645518439,0.58923302719773452,47.500393087695436,29.279745270827206,40.594361808673582,10.6820487435182,7.0230926020474564,17.030367434784608,13.278972265359695,10.412840326828013,10.385835094439937,22.958183016211215,37.336049818329016,37.127277586131832,35.994743986848967,12.215069157160629,27.266776728994937,27.471382406155382,32.323395219927463,9.0715515866687699,2.8650761548345853,27.253694861534459,7.4394011155955564,27.238783154183452,{"$f":"BB64*SIN(PI()*BB$34/180)","v":23.428817245546892},16.082069535624044,13.275665835667931,2.8629580686317104,3.6168648020328087,4.9195677975729968,10.933145160039819,0.61896595998780213,2.7308279187160158,4.9153891017622389,17.68824545314024,19.691710409823774,7.8745463143140987E-2,9.5896829167812108,10.906144098982601,4.634898245789465,19.930098822392605,4.3495973986713121,5.7765922706866677,5.3973545690052438,3.2711797130806084,6.7599517642335574,18.419763133163002,18.088362908321361,19.917240607681524,11.243202273704785,9.5028576417807624,17.308113829013578,6.7238641354948996,12.044486510100132,4.1325970418421578,0.59962601034402163,{"$f":"CH64*SIN(PI()*CH$34/180)","v":13.24919067922011},3.929741768790477,6.7291485762043655,8.3455437669894827,12.19831967335138,4.2348553540636873,20.849930404474282,3.8561838729994791,7.5048870483266894,15.153371830668776,0.3824701933001583,3.5037106120063992,11.599461502642521,6.7211322500431381,9.3952531471253398,14.972447327070226,14.834285042367878,9.9373161821792682,8.4636825409290832,10.987126088686084,1.0159772772161568,4.1167900654767537,19.683195808344308,7.9080906697020739,19.320211359833518,7.0984177124144026,9.9290440253182126,6.4033731463896562,15.534022985961885,15.227726651390732,11.951665224157969,23.553040590840901,23.003793974424418,11.312927691222603,32.100127066903319,31.297148889825639,null,"CES65",38.161933770518836,-19.901347507076011,-12.278231247029998,38.215442976160922,-11.806665391248435,-5.2239260837538444,10.737316383902071,{"$f":"DZ69^2","v":115.28996312801185},{"$f":"MOD(ATAN2(DU69,DV69),2*PI())","v":3.6943857045524675},-0.51402876033387479,-7.8054426064364861,-7.8054426064364861,10,null,null,null,null,null,444,{"$f":"IF(Calculator!$C$3,OFFSET('SPD Library'!B69,0,Calculator!$C$3-1),Calculator!C70)","v":6.5189999999999996E-3},{"$f":"RefCalc!B69","v":1.3735685257931379E-2},{"$f":"RefCalc!F69","v":5.7370543619633362E-2},null,6.5189999999999996E-3,444,6.4316447108469484E-3]
[null,"b'test,j Difference",{"$f":"(C20+D20)/2","v":3.3489260995719108},8.4034512853801733,9.9096879812940006,7.1817163556162846,7.2089837869898021,8.1871697953668026,5.3220385105917911,1.794641783033013E-2,-6.2528683980165614,-11.38091639192346,-13.776128405202236,-12.348696139603712,-9.1653856779490415,-7.9480151961968417,-6.0202658738354184,-1.5376681030253299,null,null,"as",{"$f":"V62*COS(PI()*V$34/180)","v":-8.8199101623026924E-2},8.0057590625311565,37.717484825684899,46.250086836240605,25.821861344359551,53.238540213291422,38.493302196592836,59.558032309135243,59.234793635089275,24.119829702279898,19.741899729806029,43.151149889516084,36.970530586859851,47.904219433028395,15.915433313357999,23.97306475658424,45.791684620470313,40.683137774411392,33.888285892666183,28.340280723390759,34.219520670813587,9.845244674147299,20.530361711040879,4.5876912066573023,7.1375056829679577,32.844257081287907,7.6935922126348188,19.881772445261824,33.376095246885612,13.55714082557707,24.58244801464382,11.899613960348173,{"$f":"BB62*COS(PI()*BB$34/180)","v":28.877487126910079},8.0812325018299802,38.335652578095655,34.019894817992288,8.7708532912278905,37.878058839288173,10.620381075542772,19.808240903202197,24.910724132055961,5.8720716936293957,42.318837266217521,39.529066203843236,9.3431282907940822,43.550220417925139,33.898334380161174,17.254599994975596,33.991340090686506,41.98276500904273,35.798163592544029,29.431703444563979,44.621079000400243,56.872911477716634,17.275244281729119,21.399333126823318,47.050868904379151,56.795487771695491,58.364454080785698,16.467860231102755,7.1793815830046874,22.595866816503992,17.515639605623093,19.957579228015902,{"$f":"CH62*COS(PI()*CH$34/180)","v":54.521815574094802},49.739549570531167,57.384209216568628,57.268861329773436,37.07695859096394,27.909590364666784,36.261991340147482,52.571463363108904,16.33804865879058,51.739282430530842,20.49386665352473,52.789193099493964,54.580807157387277,44.842551952149378,55.288353908483835,24.122578662284479,31.387539896777067,48.060195428040494,7.5157283011201441,20.992282696489085,31.951724293065283,36.382512776315146,31.899608306434736,48.586532339104551,34.477758138099318,47.290611147300858,45.878976159378212,10.798231776944537,37.856783792358598,26.635622235023781,53.124685149254205,26.29629640519347,16.7750729338882,37.561434448755158,33.887284592276814,48.885742380885709,null,"CES66",41.361360845519791,-21.905303096236292,-20.809786883229989,36.26920762676987,-9.7233904013858172,-15.369426394322216,14.280285135719565,203.92654355745313,3.9013493842160054,-0.48172875537504184,14.149860180746117,{"$f":"IF(ED70>-180,IF(ED70<180,ED70,ED70-360),ED70+360)","v":14.149860180746117},{"$f":"FLOOR((EB70/2/PI())*16,1)+1","v":10},null,null,null,null,null,445,{"$f":"IF(Calculator!$C$3,OFFSET('SPD Library'!B70,0,Calculator!$C$3-1),Calculator!C71)","v":6.2129999999999998E-3},{"$f":"RefCalc!B70","v":1.309093611098752E-2},{"$f":"RefCalc!F70","v":5.9104416101020102E-2},null,{"$f":"EM70/MAX($EM$5:$EM$405)","v":6.2129999999999998E-3},{"$f":"EL70","v":445},{"$f":"EO70/MAX($EO$5:$EO$405)","v":6.6260241095873465E-3}]
[null,null,null,null,null,null,null,null,null,null,null,null,null,null,null,null,null,null,null,null,"bs",{"$f":"V62*SIN(PI()*V$34/180)","v":0.50020196154128749},30.782031333673089,37.356590357442997,7.1282881356544952,26.298272780545581,33.627326271864803,16.410090640434106,25.25968537220125,23.530565288473017,2.3067072921954708,46.823129440768064,32.255508000494068,40.849206026517543,15.316115624463698,16.244203118738543,25.785369063864351,18.28130669635356,15.925968739880593,17.065092936272464,29.689741827932,39.148274012536788,40.871560525453617,39.728742785270605,23.202833972661686,34.694814773806854,31.9053518109789,37.869484271944231,17.970093695165197,6.4365099386916587,34.385372718346588,14.969656618440553,34.422038408412462,{"$f":"BB62*SIN(PI()*BB$34/180)","v":29.44248418741191},26.507634817423781,18.564200321062703,6.3049304398232664,12.055692927228977,8.9355015254375125,21.510012623943432,2.6321462077768003,7.2344909343013297,14.557227228827555,21.166735428604714,23.40129725750662,0.80422358557114015,13.369243484866466,16.685740916976471,12.137275665947657,24.744556982151241,7.5203211192669475,10.280740464099104,10.857541074769518,5.8057409623995211,8.5397474133641857,27.183380270599731,26.243371794354058,21.754032013379174,12.763521561900397,11.059458783839851,26.451186466986176,16.989643971575457,20.567981402420358,11.285249872719621,2.5666771378799647,{"$f":"CH62*SIN(PI()*CH$34/180)","v":15.253072277611921},6.3794252287310922,8.9880212314236942,10.640367430491631,17.763481120079518,9.5480810648680929,25.762775025936325,6.3808726503587465,16.674213351593714,17.983235234921185,1.789504203321348,5.9486396516216695,14.840097669707344,10.83844674333081,12.57367799662576,23.590525083163534,22.136836141796799,14.473993012671526,19.208263636765444,20.142885686970537,3.0414268517551544,8.4065989637949556,26.758949739438471,12.203226651815474,26.042586805186286,11.392779248119426,14.858683395603929,16.263506616037791,21.951453782325746,23.686065570883265,16.146728244607981,30.993636494876284,31.816124017229129,17.607481737161677,36.061763228396437,33.070771080783537,null,"CES67",44.446051997277593,-22.304541481421701,-21.966325479854834,39.191049034862615,-10.151355637543716,-16.345136619399717,14.384461981448286,206.91274649573114,3.91935126879171,-0.47133807390292393,13.594837884333685,13.594837884333685,10,null,null,null,null,null,446,{"$f":"IF(Calculator!$C$3,OFFSET('SPD Library'!B71,0,Calculator!$C$3-1),Calculator!C72)","v":6.0679999999999996E-3},{"$f":"RefCalc!B71","v":1.2785417724363798E-2},{"$f":"RefCalc!F71","v":6.0881027002479937E-2},null,6.0679999999999996E-3,446,6.8251947882437148E-3]
[null,null,null,null,null,null,null,null,null,null,null,null,null,null,null,null,null,null,null,null,null,null,null,null,null,null,null,null,null,null,null,null,null,null,null,null,null,null,null,null,null,null,null,null,null,null,null,null,null,null,null,null,null,null,null,null,null,null,null,null,null,null,null,null,null,null,null,null,null,null,null,null,null,null,null,null,null,null,null,null,null,null,null,null,null,null,null,null,null,null,null,null,null,null,null,null,null,null,null,null,null,null,null,null,null,null,null,null,null,null,null,null,null,null,null,null,null,null,null,null,null,null,"CES68",62.254039414273883,-13.649325169609186,-16.992925956126896,58.99897100826243,-4.0911888883006444,-11.958804094682312,11.282545032737733,127.2958224157549,4.0356781480412076,-0.48113630113608186,19.886505496259076,19.886505496259076,11,null,null,null,null,null,447,{"$f":"IF(Calculator!$C$3,OFFSET('SPD Library'!B72,0,Calculator!$C$3-1),Calculator!C73)","v":5.9630000000000004E-3},{"$f":"RefCalc!B72","v":1.2564180271981102E-2},{"$f":"RefCalc!F72","v":6.2701158946705568E-2},null,5.9630000000000004E-3,447,7.0292444843688918E-3]
[null,null,null,null,null,null,null,null,null,null,null,null,null,null,null,null,null,null,null,null,"CAM02-UCS Conversion",null,null,null,null,null,null,null,null,null,null,null,null,null,null,null,null,null,null,null,null,null,null,null,null,null,null,null,null,null,null,null,null,null,null,null,null,null,null,null,null,null,null,null,null,null,null,null,null,null,null,null,null,null,null,null,null,null,null,null,null,null,null,null,null,null,null,null,null,null,null,null,null,null,null,null,null,null,null,null,null,null,null,null,null,null,null,null,null,null,null,null,null,null,null,null,null,null,null,null,null,null,"CES69",53.025641509059533,-0.7488436529921646,-11.425098521704912,50.474506329056915,5.450855662919726,-6.8536268951660944,8.1143647407923947,65.842915146614828,4.6469388603980253,-0.25916927956529529,42.246096757455916,42.246096757455916,12,null,null,null,null,null,448,{"$f":"IF(Calculator!$C$3,OFFSET('SPD Library'!B73,0,Calculator!$C$3-1),Calculator!C74)","v":5.875E-3},{"$f":"RefCalc!B73","v":1.2378762216650843E-2},{"$f":"RefCalc!F73","v":6.4565602614184425E-2},null,5.875E-3,448,7.2382618388516324E-3]
[null,null,null,null,null,null,null,null,null,null,null,null,null,null,null,null,null,null,null,null,"Mc",{"$f":"(1/0.0228)*LN(1+0.0228*V64)","v":6.1402038672695109E-3},17.590530555796843,33.20274422425851,19.804503038018748,19.888221830703639,38.729546529684008,20.78618982793952,37.591815015635632,36.498050775927219,5.789824414652335,34.086987566867599,32.853546285053092,35.534608815833053,25.77380367147201,8.8713009871815149,18.657314411011981,26.181962700132669,21.998056991488689,18.551478330562691,23.87881118595023,33.176126067814337,27.470195595946258,28.697080910538961,10.960465779405526,21.555273850250718,28.126480800637189,24.595366212984867,11.791530943500018,12.998862641383162,22.438056971984111,12.379716959045217,22.152331042612133,{"$f":"(1/0.0228)*LN(1+0.0228*BB64)","v":24.500096456879326},14.232249317041253,23.130685831960978,13.428353308801569,4.2591289081736301,17.4468633475595,10.758766497605192,4.4639099020874538,8.8381980980950061,5.0036403795013236,28.186996953127945,27.718295373433936,0.9087347197539688,24.420031282679069,19.58955366905132,7.395800923763165,25.094787015176632,19.572331073035848,17.11019335619298,13.342576859195384,20.00838873623043,31.22583632704384,17.713391026658229,18.713511160429714,32.16526327463837,33.961888418340429,33.852982139002613,16.743672132776098,6.7520912286325494,15.006157210267757,7.0346182493050753,4.4656280023460573,{"$f":"(1/0.0228)*LN(1+0.0228*CH64)","v":32.982576813832075},23.384152649881166,30.214061856417622,31.30514375918726,21.795953985456521,11.449613226973671,26.283771420362694,24.032545949209236,9.4191857319570023,31.534557623671592,4.1901333654032387,23.617420186169824,30.576402047527246,22.024204977043027,29.648550837901979,17.438552989451019,20.251739831546484,25.430149996811863,8.2595782046175419,13.544706845968271,9.5919145156371481,15.284679973297303,23.229167309584678,24.297490629678379,24.061897793579988,23.04093783924743,24.160481511308873,7.0823880562856818,23.429177299318471,18.435722838085038,28.998475224765933,23.382710214261127,20.419778659292746,20.824734721638841,30.495780433203155,36.0230404448995,null,"CES70",70.493311416332688,-14.534028376853435,-21.899741076521746,67.188785079238215,-5.535657172613579,-15.356454646957701,11.606255896763651,134.70517594116103,4.1264693398284997,-0.4506558838482923,13.74762740951212,13.74762740951212,11,null,null,null,null,null,449,{"$f":"IF(Calculator!$C$3,OFFSET('SPD Library'!B74,0,Calculator!$C$3-1),Calculator!C75)","v":5.7780000000000001E-3},{"$f":"RefCalc!B74","v":1.2174380951116353E-2},{"$f":"RefCalc!F74","v":6.647515670909257E-2},null,5.7780000000000001E-3,449,7.4523363920930823E-3]
[null,null,null,null,null,null,null,null,null,null,null,null,null,null,null,null,null,null,null,null,"J'",{"$f":"(1+100*0.007)*V59/(1+0.007*V59)","v":100},87.716950050338241,67.310292456901905,33.756530162739914,72.311290082424676,56.624729876561922,53.85399711966565,48.51023173061094,47.435457513092075,29.322582662347294,80.130572926136253,63.06428269908632,69.630465683468756,46.624428786467682,74.969955496730392,73.592767145263508,51.350588061169269,52.635999153476988,58.578273100303825,74.03400721014755,71.307152140272436,88.84175754555551,81.717718178394506,92.210434387376807,91.8464780162344,73.838200698790899,91.334671126720451,74.017373578193045,42.46006995207842,87.987195869543527,65.376006729724466,89.46495653860228,{"$f":"(1+100*0.007)*BB59/(1+0.007*BB59)","v":76.516153054340592},90.325459867498509,62.731481440270429,42.613168650155266,80.987355319517576,48.145891121171509,86.645322102022703,35.483120755770301,50.361813579778946,88.339333841437053,67.5551478444618,71.176744588986594,28.82874499982448,56.945127635050078,65.558035773184173,69.986325104767332,75.763164154785485,44.96232177138846,53.301457686682539,57.504401343728908,39.411156288555084,46.063901311061542,85.856885426804283,82.225731986894786,67.564507676267411,53.556646047477919,49.884578949850628,85.655972688257222,88.05708681035685,75.808238549910129,67.079574144136004,34.671768037765197,{"$f":"(1+100*0.007)*CH59/(1+0.007*CH59)","v":54.717392806315267},38.161933770518836,41.361360845519791,44.446051997277593,62.254039414273883,53.025641509059533,70.493311416332688,33.65952405929189,76.434786968545268,54.943534317579235,28.576758659770736,32.021548247254238,46.360718329380227,44.320163111866506,42.90422316809687,73.875205315489524,66.373866819342879,45.600045778015861,87.560728889895458,73.536202574039763,28.665365570574046,42.561856060964544,67.585847733337829,41.607937812241403,64.839253506075224,40.931028171547553,46.564870984203438,81.228951595537637,59.303712092297431,69.62786286945132,43.723378604528868,73.249560234965543,80.872704228952074,55.522520298946901,69.359669868899999,58.546805811487189,null,"CES71",33.65952405929189,-9.1354931403685296,-22.228495897903951,30.231640827452971,1.327141964915892,-15.122493158322488,13.103907498620083,171.71239173239164,4.3224520720857864,-0.43322558252320759,27.357136891346556,27.357136891346556,12,null,null,null,null,null,450,{"$f":"IF(Calculator!$C$3,OFFSET('SPD Library'!B75,0,Calculator!$C$3-1),Calculator!C76)","v":5.6499999999999996E-3},{"$f":"RefCalc!B75","v":1.1904681961545064E-2},{"$f":"RefCalc!F75","v":6.8430627923135159E-2},null,5.6499999999999996E-3,450,7.6715585799530276E-3]
[null,null,null,null,null,null,null,null,null,null,null,null,null,null,null,null,null,null,null,null,"a'",{"$f":"V74*COS(V54*PI()/180)","v":6.1026487512548227E-3},17.1936843573923,32.312712549685614,19.633562996975357,17.523800277861902,37.00856437125011,19.136956281476056,36.02851571037619,35.153985863343891,5.7867872707623844,29.253496699738498,27.073738966194668,29.605753215889489,22.610169683788886,6.8961402022702876,16.420992596083501,22.3361749995615,16.003648541744372,14.760907597893087,11.691775970661617,26.092598416126368,12.356487006772234,15.719618993154144,3.3966169699503879,4.4779274965744955,6.328981337036538,6.4342524478886736,1.5532124125054989,-0.68368345127152574,3.1649130541252322,4.0631833277587805,1.6313175214606983,{"$f":"BB74*COS(BB54*PI()/180)","v":0.53447192375517949},1.6038051345873539,-4.8948984126678798,-4.6527110923046573,1.2295852575155015,-7.9532103448803628,-1.0918660742579047,0.26834490304364672,-0.16081390095473114,-0.91262041323146126,-18.967386959661408,-19.142517854385254,-0.3297637984928678,-20.477914038229891,-16.816100437022403,-4.5260660061154896,-24.123489314638594,-18.275899972901783,-17.009874973852561,-13.317290458016824,-19.928567720512756,-31.046304872561969,-17.341755478886853,-17.791596613623117,-30.851006774272193,-32.468630467145402,-31.828796142909468,-15.806000866471422,-5.1485657381519427,-12.817652937920757,-1.7386387383966395,0.13186076481219333,{"$f":"CH74*COS(CH54*PI()/180)","v":-27.276777280840346},-19.901347507076011,-21.905303096236292,-22.304541481421701,-13.649325169609186,-0.7488436529921646,-14.534028376853435,-9.1354931403685296,-4.2678144850021384,-16.979984941590953,2.1933189931007258,-7.1228616252800716,-6.2894407496168219,0.84710718315645994,-6.1270028818006477,3.4567525999811672,7.4281517041048026,15.296766289728339,3.2768965603042317,5.8151060400882235,8.3832606447823963,12.525051280715051,18.835873402951506,19.913650969146069,22.21427827367128,21.72621775927853,22.996399936465664,6.7005070695659796,23.068833261351312,18.192778039332353,28.942533898695071,23.295589515616598,20.404729042566689,20.749131539355272,30.166720194600412,35.791543341916217,null,"CES72",76.434786968545268,-4.2678144850021384,-8.3968338899080468,75.569939901218646,-1.1342343254563769,-4.853868036754176,4.8083148922233274,23.119892102776628,4.2421514709578929,-0.49758385971821589,13.789963348314586,13.789963348314586,11,null,null,null,null,null,451,{"$f":"IF(Calculator!$C$3,OFFSET('SPD Library'!B76,0,Calculator!$C$3-1),Calculator!C77)","v":5.4270000000000004E-3},{"$f":"RefCalc!B76","v":1.1434815753151341E-2},{"$f":"RefCalc!F76","v":7.0432830897339663E-2},null,5.4270000000000004E-3,451,7.8960197294666527E-3]
[null,null,null,null,null,null,null,null,null,null,null,null,null,null,null,null,null,null,null,null,"b'",{"$f":"V74*SIN(V54*PI()/180)","v":6.7807208351281791E-4},3.7153712402377432,7.6361529386806923,2.5964484640935743,9.4052002322589559,11.416826948587568,8.1143448191465506,10.728029263426938,9.8135105014454123,0.18750956094739923,17.49730414155778,18.610968859639691,19.652170369049045,12.372113100269416,5.5806121094194712,8.8569962848996475,13.659811756393356,15.092970044133379,11.237123970829867,20.82066277297919,20.489793770613449,24.534238829256843,24.008665758348318,10.420883036526444,21.085018285377998,27.405162241155509,23.738838105258569,11.688786643324329,12.980870806999208,22.213728323670306,11.693927194535412,22.092183544540191,{"$f":"BB74*SIN(BB54*PI()/180)","v":24.494265985309877},14.141595727239993,22.606826327163699,12.596545243738351,4.0777811553516257,15.528666584047164,10.703218442406776,4.455836916558428,8.8367349462587086,4.9197094455597057,20.850540260581031,20.046643325092383,0.84679078176954636,13.30387028236113,10.048352056164084,5.8491535979337961,6.9141592853791911,7.0048286069691343,1.8501000135708048,0.82105547945935942,1.785443482457433,-3.3436220006552211,-3.609395873798563,-5.8012576127631021,-9.1005243003142997,-9.9598142817907576,-11.530487231541493,-5.5245717570692827,-4.3684100997622171,-7.8033664134322409,-6.8163765484898606,-4.4636807898908248,{"$f":"CH74*SIN(CH54*PI()/180)","v":-18.542594059401857},-12.278231247029998,-20.809786883229989,-21.966325479854834,-16.992925956126896,-11.425098521704912,-21.899741076521746,-22.228495897903951,-8.3968338899080468,-26.572700952368553,-3.570233803880229,-22.517712550728024,-29.922554991662857,-22.00790799442445,-29.008557400775114,-17.09251274179471,-18.840263492463457,-20.315055253131383,-7.5817267855851567,-12.232891125394243,-4.6610905415935937,-8.7603956703777897,-13.594266697570031,-13.92172963314316,-9.2466624361758551,-7.6717845634815758,-7.4090793503929913,-2.2942156809058747,-4.0933214976191836,-2.9830695221996946,-1.8003602095831601,-2.0165926916473973,-0.78383237617679591,1.7728836930725853,4.4678425364849188,4.0773604327552224,null,"CES73",54.943534317579235,-16.979984941590953,-26.572700952368553,49.806378098280888,-6.6116132528480893,-20.936512562603706,12.870902262946458,165.66012506232028,4.1437847567127619,-0.38262970386641587,15.052847386843183,15.052847386843183,11,null,null,null,null,null,452,{"$f":"IF(Calculator!$C$3,OFFSET('SPD Library'!B77,0,Calculator!$C$3-1),Calculator!C78)","v":5.1190000000000003E-3},{"$f":"RefCalc!B77","v":1.0785852559495433E-2},{"$f":"RefCalc!F77","v":7.2482588181808388E-2},null,5.1190000000000003E-3,452,8.1258120543325034E-3]
[null,null,null,null,null,null,null,null,null,null,null,null,null,null,null,null,null,null,null,null,null,null,null,null,null,null,null,null,null,null,null,null,null,null,null,null,null,null,null,null,null,null,null,null,null,null,null,null,null,null,null,null,null,null,null,null,null,null,null,null,null,null,null,null,null,null,null,null,null,null,null,null,null,null,null,null,null,null,null,null,null,null,null,null,null,null,null,null,null,null,null,null,null,null,null,null,null,null,null,null,null,null,null,null,null,null,null,null,null,null,null,null,null,null,null,null,null,null,null,null,null,null,"CES74",28.576758659770736,2.1933189931007258,-3.570233803880229,28.013194564620264,-0.85584093625913327,-1.7493634340595954,3.5959073497307075,12.93054966784732,5.263282177069323,-0.5470859499771713,-57.633118747537367,-57.633118747537367,14,null,null,null,null,null,453,{"$f":"IF(Calculator!$C$3,OFFSET('SPD Library'!B78,0,Calculator!$C$3-1),Calculator!C79)","v":4.8019999999999998E-3},{"$f":"RefCalc!B78","v":1.0117926155635292E-2},{"$f":"RefCalc!F78","v":7.4580730193436556E-2},null,4.8019999999999998E-3,453,8.3610286501723929E-3]
[null,null,null,null,null,null,null,null,null,null,null,null,null,null,null,null,null,null,null,null,"CIECAM02 Calculations: Test SPD",null,null,null,null,null,null,null,null,null,null,null,null,null,null,null,null,null,null,null,null,null,null,null,null,null,null,null,null,null,null,null,null,null,null,null,null,null,null,null,null,null,null,null,null,null,null,null,null,null,null,null,null,null,null,null,null,null,null,null,null,null,null,null,null,null,null,null,null,null,null,null,null,null,null,null,null,null,null,null,null,null,null,null,null,null,null,null,null,null,null,null,null,null,null,null,null,null,null,null,null,null,"CES75",32.021548247254238,-7.1228616252800716,-22.517712550728024,29.510283213623634,0.40150173290261015,-14.984687062778978,10.939331287477669,119.66896901718785,4.4060253909556319,-0.42887031359916644,19.088164314209706,19.088164314209706,12,null,null,null,null,null,454,{"$f":"IF(Calculator!$C$3,OFFSET('SPD Library'!B79,0,Calculator!$C$3-1),Calculator!C80)","v":4.5539999999999999E-3},{"$f":"RefCalc!B79","v":9.5953843633409253E-3},{"$f":"RefCalc!F79","v":7.6728095171605351E-2},null,4.5539999999999999E-3,454,8.6017634895642747E-3]
[null,null,null,null,null,null,null,null,null,null,null,null,null,null,null,null,null,null,null,null,"X",{"$f":"100*SUMPRODUCT($EN5:$EN405,CMF!$F3:$F403,CES!B$2:B$402)/SUMPRODUCT($EN5:$EN405,CMF!$G3:$G403)","v":138.72514247381022},{"$f":"100*SUMPRODUCT($EN5:$EN405,CMF!$F3:$F403,CES!C$2:C$402)/SUMPRODUCT($EN5:$EN405,CMF!$G3:$G403)","v":101.46884828313551},{"$f":"100*SUMPRODUCT($EN5:$EN405,CMF!$F3:$F403,CES!D$2:D$402)/SUMPRODUCT($EN5:$EN405,CMF!$G3:$G403)","v":54.588379615953485},{"$f":"100*SUMPRODUCT($EN5:$EN405,CMF!$F3:$F403,CES!E$2:E$402)/SUMPRODUCT($EN5:$EN405,CMF!$G3:$G403)","v":9.6789086188064601},{"$f":"100*SUMPRODUCT($EN5:$EN405,CMF!$F3:$F403,CES!F$2:F$402)/SUMPRODUCT($EN5:$EN405,CMF!$G3:$G403)","v":64.439964142423236},{"$f":"100*SUMPRODUCT($EN5:$EN405,CMF!$F3:$F403,CES!G$2:G$402)/SUMPRODUCT($EN5:$EN405,CMF!$G3:$G403)","v":33.010510881504707},{"$f":"100*SUMPRODUCT($EN5:$EN405,CMF!$F3:$F403,CES!H$2:H$402)/SUMPRODUCT($EN5:$EN405,CMF!$G3:$G403)","v":29.647965432039619},{"$f":"100*SUMPRODUCT($EN5:$EN405,CMF!$F3:$F403,CES!I$2:I$402)/SUMPRODUCT($EN5:$EN405,CMF!$G3:$G403)","v":23.413711723019784},{"$f":"100*SUMPRODUCT($EN5:$EN405,CMF!$F3:$F403,CES!J$2:J$402)/SUMPRODUCT($EN5:$EN405,CMF!$G3:$G403)","v":20.717359666452065},{"$f":"100*SUMPRODUCT($EN5:$EN405,CMF!$F3:$F403,CES!K$2:K$402)/SUMPRODUCT($EN5:$EN405,CMF!$G3:$G403)","v":7.2209855281877591},{"$f":"100*SUMPRODUCT($EN5:$EN405,CMF!$F3:$F403,CES!L$2:L$402)/SUMPRODUCT($EN5:$EN405,CMF!$G3:$G403)","v":92.052479005057364},{"$f":"100*SUMPRODUCT($EN5:$EN405,CMF!$F3:$F403,CES!M$2:M$402)/SUMPRODUCT($EN5:$EN405,CMF!$G3:$G403)","v":50.477080713737763},{"$f":"100*SUMPRODUCT($EN5:$EN405,CMF!$F3:$F403,CES!N$2:N$402)/SUMPRODUCT($EN5:$EN405,CMF!$G3:$G403)","v":64.492021491478411},{"$f":"100*SUMPRODUCT($EN5:$EN405,CMF!$F3:$F403,CES!O$2:O$402)/SUMPRODUCT($EN5:$EN405,CMF!$G3:$G403)","v":22.15395561537548},{"$f":"100*SUMPRODUCT($EN5:$EN405,CMF!$F3:$F403,CES!P$2:P$402)/SUMPRODUCT($EN5:$EN405,CMF!$G3:$G403)","v":63.71423979626546},{"$f":"100*SUMPRODUCT($EN5:$EN405,CMF!$F3:$F403,CES!Q$2:Q$402)/SUMPRODUCT($EN5:$EN405,CMF!$G3:$G403)","v":62.422097698364631},{"$f":"100*SUMPRODUCT($EN5:$EN405,CMF!$F3:$F403,CES!R$2:R$402)/SUMPRODUCT($EN5:$EN405,CMF!$G3:$G403)","v":25.833309061686716},{"$f":"100*SUMPRODUCT($EN5:$EN405,CMF!$F3:$F403,CES!S$2:S$402)/SUMPRODUCT($EN5:$EN405,CMF!$G3:$G403)","v":29.01706035561536},{"$f":"100*SUMPRODUCT($EN5:$EN405,CMF!$F3:$F403,CES!T$2:T$402)/SUMPRODUCT($EN5:$EN405,CMF!$G3:$G403)","v":35.765349827336976},{"$f":"100*SUMPRODUCT($EN5:$EN405,CMF!$F3:$F403,CES!U$2:U$402)/SUMPRODUCT($EN5:$EN405,CMF!$G3:$G403)","v":70.43276699171436},{"$f":"100*SUMPRODUCT($EN5:$EN405,CMF!$F3:$F403,CES!V$2:V$402)/SUMPRODUCT($EN5:$EN405,CMF!$G3:$G403)","v":62.01576353894513},{"$f":"100*SUMPRODUCT($EN5:$EN405,CMF!$F3:$F403,CES!W$2:W$402)/SUMPRODUCT($EN5:$EN405,CMF!$G3:$G403)","v":114.62632380958112},{"$f":"100*SUMPRODUCT($EN5:$EN405,CMF!$F3:$F403,CES!X$2:X$402)/SUMPRODUCT($EN5:$EN405,CMF!$G3:$G403)","v":91.256112408191001},{"$f":"100*SUMPRODUCT($EN5:$EN405,CMF!$F3:$F403,CES!Y$2:Y$402)/SUMPRODUCT($EN5:$EN405,CMF!$G3:$G403)","v":113.24595130259453},{"$f":"100*SUMPRODUCT($EN5:$EN405,CMF!$F3:$F403,CES!Z$2:Z$402)/SUMPRODUCT($EN5:$EN405,CMF!$G3:$G403)","v":118.89827412875356},{"$f":"100*SUMPRODUCT($EN5:$EN405,CMF!$F3:$F403,CES!AA$2:AA$402)/SUMPRODUCT($EN5:$EN405,CMF!$G3:$G403)","v":68.497992311130346},{"$f":"100*SUMPRODUCT($EN5:$EN405,CMF!$F3:$F403,CES!AB$2:AB$402)/SUMPRODUCT($EN5:$EN405,CMF!$G3:$G403)","v":118.25319093437935},{"$f":"100*SUMPRODUCT($EN5:$EN405,CMF!$F3:$F403,CES!AC$2:AC$402)/SUMPRODUCT($EN5:$EN405,CMF!$G3:$G403)","v":61.387683324624568},{"$f":"100*SUMPRODUCT($EN5:$EN405,CMF!$F3:$F403,CES!AD$2:AD$402)/SUMPRODUCT($EN5:$EN405,CMF!$G3:$G403)","v":16.571848157511717},{"$f":"100*SUMPRODUCT($EN5:$EN405,CMF!$F3:$F403,CES!AE$2:AE$402)/SUMPRODUCT($EN5:$EN405,CMF!$G3:$G403)","v":102.44402365227096},{"$f":"100*SUMPRODUCT($EN5:$EN405,CMF!$F3:$F403,CES!AF$2:AF$402)/SUMPRODUCT($EN5:$EN405,CMF!$G3:$G403)","v":45.080713769416526},{"$f":"100*SUMPRODUCT($EN5:$EN405,CMF!$F3:$F403,CES!AG$2:AG$402)/SUMPRODUCT($EN5:$EN405,CMF!$G3:$G403)","v":106.72091471160608},{"$f":"100*SUMPRODUCT($EN5:$EN405,CMF!$F3:$F403,CES!AH$2:AH$402)/SUMPRODUCT($EN5:$EN405,CMF!$G3:$G403)","v":68.229767775307735},{"$f":"100*SUMPRODUCT($EN5:$EN405,CMF!$F3:$F403,CES!AI$2:AI$402)/SUMPRODUCT($EN5:$EN405,CMF!$G3:$G403)","v":106.29749222746527},{"$f":"100*SUMPRODUCT($EN5:$EN405,CMF!$F3:$F403,CES!AJ$2:AJ$402)/SUMPRODUCT($EN5:$EN405,CMF!$G3:$G403)","v":41.501418071391335},{"$f":"100*SUMPRODUCT($EN5:$EN405,CMF!$F3:$F403,CES!AK$2:AK$402)/SUMPRODUCT($EN5:$EN405,CMF!$G3:$G403)","v":16.379874971108279},{"$f":"100*SUMPRODUCT($EN5:$EN405,CMF!$F3:$F403,CES!AL$2:AL$402)/SUMPRODUCT($EN5:$EN405,CMF!$G3:$G403)","v":75.676622912737855},{"$f":"100*SUMPRODUCT($EN5:$EN405,CMF!$F3:$F403,CES!AM$2:AM$402)/SUMPRODUCT($EN5:$EN405,CMF!$G3:$G403)","v":20.957079191347781},{"$f":"100*SUMPRODUCT($EN5:$EN405,CMF!$F3:$F403,CES!AN$2:AN$402)/SUMPRODUCT($EN5:$EN405,CMF!$G3:$G403)","v":92.188977997030548},{"$f":"100*SUMPRODUCT($EN5:$EN405,CMF!$F3:$F403,CES!AO$2:AO$402)/SUMPRODUCT($EN5:$EN405,CMF!$G3:$G403)","v":10.445500459159501},{"$f":"100*SUMPRODUCT($EN5:$EN405,CMF!$F3:$F403,CES!AP$2:AP$402)/SUMPRODUCT($EN5:$EN405,CMF!$G3:$G403)","v":22.239217732849443},{"$f":"100*SUMPRODUCT($EN5:$EN405,CMF!$F3:$F403,CES!AQ$2:AQ$402)/SUMPRODUCT($EN5:$EN405,CMF!$G3:$G403)","v":94.291747395821375},{"$f":"100*SUMPRODUCT($EN5:$EN405,CMF!$F3:$F403,CES!AR$2:AR$402)/SUMPRODUCT($EN5:$EN405,CMF!$G3:$G403)","v":43.304439382607384},{"$f":"100*SUMPRODUCT($EN5:$EN405,CMF!$F3:$F403,CES!AS$2:AS$402)/SUMPRODUCT($EN5:$EN405,CMF!$G3:$G403)","v":50.808390500277049},{"$f":"100*SUMPRODUCT($EN5:$EN405,CMF!$F3:$F403,CES!AT$2:AT$402)/SUMPRODUCT($EN5:$EN405,CMF!$G3:$G403)","v":6.8023747611124925},{"$f":"100*SUMPRODUCT($EN5:$EN405,CMF!$F3:$F403,CES!AU$2:AU$402)/SUMPRODUCT($EN5:$EN405,CMF!$G3:$G403)","v":27.642701156827595},{"$f":"100*SUMPRODUCT($EN5:$EN405,CMF!$F3:$F403,CES!AV$2:AV$402)/SUMPRODUCT($EN5:$EN405,CMF!$G3:$G403)","v":41.28220540271208},{"$f":"100*SUMPRODUCT($EN5:$EN405,CMF!$F3:$F403,CES!AW$2:AW$402)/SUMPRODUCT($EN5:$EN405,CMF!$G3:$G403)","v":47.158967595932374},{"$f":"100*SUMPRODUCT($EN5:$EN405,CMF!$F3:$F403,CES!AX$2:AX$402)/SUMPRODUCT($EN5:$EN405,CMF!$G3:$G403)","v":58.869281117312099},{"$f":"100*SUMPRODUCT($EN5:$EN405,CMF!$F3:$F403,CES!AY$2:AY$402)/SUMPRODUCT($EN5:$EN405,CMF!$G3:$G403)","v":15.582722624935055},{"$f":"100*SUMPRODUCT($EN5:$EN405,CMF!$F3:$F403,CES!AZ$2:AZ$402)/SUMPRODUCT($EN5:$EN405,CMF!$G3:$G403)","v":22.243720102364083},{"$f":"100*SUMPRODUCT($EN5:$EN405,CMF!$F3:$F403,CES!BA$2:BA$402)/SUMPRODUCT($EN5:$EN405,CMF!$G3:$G403)","v":27.304793593993562},{"$f":"100*SUMPRODUCT($EN5:$EN405,CMF!$F3:$F403,CES!BB$2:BB$402)/SUMPRODUCT($EN5:$EN405,CMF!$G3:$G403)","v":10.291508558406081},{"$f":"100*SUMPRODUCT($EN5:$EN405,CMF!$F3:$F403,CES!BC$2:BC$402)/SUMPRODUCT($EN5:$EN405,CMF!$G3:$G403)","v":12.234329550017863},{"$f":"100*SUMPRODUCT($EN5:$EN405,CMF!$F3:$F403,CES!BD$2:BD$402)/SUMPRODUCT($EN5:$EN405,CMF!$G3:$G403)","v":81.821976930815978},{"$f":"100*SUMPRODUCT($EN5:$EN405,CMF!$F3:$F403,CES!BE$2:BE$402)/SUMPRODUCT($EN5:$EN405,CMF!$G3:$G403)","v":70.444397117845668},{"$f":"100*SUMPRODUCT($EN5:$EN405,CMF!$F3:$F403,CES!BF$2:BF$402)/SUMPRODUCT($EN5:$EN405,CMF!$G3:$G403)","v":35.085149883406849},{"$f":"100*SUMPRODUCT($EN5:$EN405,CMF!$F3:$F403,CES!BG$2:BG$402)/SUMPRODUCT($EN5:$EN405,CMF!$G3:$G403)","v":17.757674551267439},{"$f":"100*SUMPRODUCT($EN5:$EN405,CMF!$F3:$F403,CES!BH$2:BH$402)/SUMPRODUCT($EN5:$EN405,CMF!$G3:$G403)","v":14.344413103239432},{"$f":"100*SUMPRODUCT($EN5:$EN405,CMF!$F3:$F403,CES!BI$2:BI$402)/SUMPRODUCT($EN5:$EN405,CMF!$G3:$G403)","v":80.484629930372733},{"$f":"100*SUMPRODUCT($EN5:$EN405,CMF!$F3:$F403,CES!BJ$2:BJ$402)/SUMPRODUCT($EN5:$EN405,CMF!$G3:$G403)","v":91.551692898450256},{"$f":"100*SUMPRODUCT($EN5:$EN405,CMF!$F3:$F403,CES!BK$2:BK$402)/SUMPRODUCT($EN5:$EN405,CMF!$G3:$G403)","v":56.737284576233471},{"$f":"100*SUMPRODUCT($EN5:$EN405,CMF!$F3:$F403,CES!BL$2:BL$402)/SUMPRODUCT($EN5:$EN405,CMF!$G3:$G403)","v":43.282797162012614},{"$f":"100*SUMPRODUCT($EN5:$EN405,CMF!$F3:$F403,CES!BM$2:BM$402)/SUMPRODUCT($EN5:$EN405,CMF!$G3:$G403)","v":10.308043170098177},{"$f":"100*SUMPRODUCT($EN5:$EN405,CMF!$F3:$F403,CES!BN$2:BN$402)/SUMPRODUCT($EN5:$EN405,CMF!$G3:$G403)","v":18.347751052009226},{"$f":"100*SUMPRODUCT($EN5:$EN405,CMF!$F3:$F403,CES!BO$2:BO$402)/SUMPRODUCT($EN5:$EN405,CMF!$G3:$G403)","v":10.963352464246697},{"$f":"100*SUMPRODUCT($EN5:$EN405,CMF!$F3:$F403,CES!BP$2:BP$402)/SUMPRODUCT($EN5:$EN405,CMF!$G3:$G403)","v":9.3642799231293363},{"$f":"100*SUMPRODUCT($EN5:$EN405,CMF!$F3:$F403,CES!BQ$2:BQ$402)/SUMPRODUCT($EN5:$EN405,CMF!$G3:$G403)","v":11.012884067837501},{"$f":"100*SUMPRODUCT($EN5:$EN405,CMF!$F3:$F403,CES!BR$2:BR$402)/SUMPRODUCT($EN5:$EN405,CMF!$G3:$G403)","v":31.361984753551962},{"$f":"100*SUMPRODUCT($EN5:$EN405,CMF!$F3:$F403,CES!BS$2:BS$402)/SUMPRODUCT($EN5:$EN405,CMF!$G3:$G403)","v":23.328066111951049},{"$f":"100*SUMPRODUCT($EN5:$EN405,CMF!$F3:$F403,CES!BT$2:BT$402)/SUMPRODUCT($EN5:$EN405,CMF!$G3:$G403)","v":42.472327188456418},{"$f":"100*SUMPRODUCT($EN5:$EN405,CMF!$F3:$F403,CES!BU$2:BU$402)/SUMPRODUCT($EN5:$EN405,CMF!$G3:$G403)","v":7.154621695926596},{"$f":"100*SUMPRODUCT($EN5:$EN405,CMF!$F3:$F403,CES!BV$2:BV$402)/SUMPRODUCT($EN5:$EN405,CMF!$G3:$G403)","v":61.161017382970549},{"$f":"100*SUMPRODUCT($EN5:$EN405,CMF!$F3:$F403,CES!BW$2:BW$402)/SUMPRODUCT($EN5:$EN405,CMF!$G3:$G403)","v":19.383909080442837},{"$f":"100*SUMPRODUCT($EN5:$EN405,CMF!$F3:$F403,CES!BX$2:BX$402)/SUMPRODUCT($EN5:$EN405,CMF!$G3:$G403)","v":6.4001076833297761},{"$f":"100*SUMPRODUCT($EN5:$EN405,CMF!$F3:$F403,CES!BY$2:BY$402)/SUMPRODUCT($EN5:$EN405,CMF!$G3:$G403)","v":6.7410477635450103},{"$f":"100*SUMPRODUCT($EN5:$EN405,CMF!$F3:$F403,CES!BZ$2:BZ$402)/SUMPRODUCT($EN5:$EN405,CMF!$G3:$G403)","v":13.202232709487966},{"$f":"100*SUMPRODUCT($EN5:$EN405,CMF!$F3:$F403,CES!CA$2:CA$402)/SUMPRODUCT($EN5:$EN405,CMF!$G3:$G403)","v":12.68687512860712},{"$f":"100*SUMPRODUCT($EN5:$EN405,CMF!$F3:$F403,CES!CB$2:CB$402)/SUMPRODUCT($EN5:$EN405,CMF!$G3:$G403)","v":11.48905418265606},{"$f":"100*SUMPRODUCT($EN5:$EN405,CMF!$F3:$F403,CES!CC$2:CC$402)/SUMPRODUCT($EN5:$EN405,CMF!$G3:$G403)","v":52.13330665458443},{"$f":"100*SUMPRODUCT($EN5:$EN405,CMF!$F3:$F403,CES!CD$2:CD$402)/SUMPRODUCT($EN5:$EN405,CMF!$G3:$G403)","v":40.388525211345005},{"$f":"100*SUMPRODUCT($EN5:$EN405,CMF!$F3:$F403,CES!CE$2:CE$402)/SUMPRODUCT($EN5:$EN405,CMF!$G3:$G403)","v":14.431088702217769},{"$f":"100*SUMPRODUCT($EN5:$EN405,CMF!$F3:$F403,CES!CF$2:CF$402)/SUMPRODUCT($EN5:$EN405,CMF!$G3:$G403)","v":91.494926891795345},{"$f":"100*SUMPRODUCT($EN5:$EN405,CMF!$F3:$F403,CES!CG$2:CG$402)/SUMPRODUCT($EN5:$EN405,CMF!$G3:$G403)","v":56.081604618071857},{"$f":"100*SUMPRODUCT($EN5:$EN405,CMF!$F3:$F403,CES!CH$2:CH$402)/SUMPRODUCT($EN5:$EN405,CMF!$G3:$G403)","v":6.6384169697967224},{"$f":"100*SUMPRODUCT($EN5:$EN405,CMF!$F3:$F403,CES!CI$2:CI$402)/SUMPRODUCT($EN5:$EN405,CMF!$G3:$G403)","v":14.512229792417306},{"$f":"100*SUMPRODUCT($EN5:$EN405,CMF!$F3:$F403,CES!CJ$2:CJ$402)/SUMPRODUCT($EN5:$EN405,CMF!$G3:$G403)","v":41.277690236986928},{"$f":"100*SUMPRODUCT($EN5:$EN405,CMF!$F3:$F403,CES!CK$2:CK$402)/SUMPRODUCT($EN5:$EN405,CMF!$G3:$G403)","v":14.771130360647188},{"$f":"100*SUMPRODUCT($EN5:$EN405,CMF!$F3:$F403,CES!CL$2:CL$402)/SUMPRODUCT($EN5:$EN405,CMF!$G3:$G403)","v":43.073137670989574},{"$f":"100*SUMPRODUCT($EN5:$EN405,CMF!$F3:$F403,CES!CM$2:CM$402)/SUMPRODUCT($EN5:$EN405,CMF!$G3:$G403)","v":14.371879965034822},{"$f":"100*SUMPRODUCT($EN5:$EN405,CMF!$F3:$F403,CES!CN$2:CN$402)/SUMPRODUCT($EN5:$EN405,CMF!$G3:$G403)","v":20.721006771366053},{"$f":"100*SUMPRODUCT($EN5:$EN405,CMF!$F3:$F403,CES!CO$2:CO$402)/SUMPRODUCT($EN5:$EN405,CMF!$G3:$G403)","v":75.055218371253545},{"$f":"100*SUMPRODUCT($EN5:$EN405,CMF!$F3:$F403,CES!CP$2:CP$402)/SUMPRODUCT($EN5:$EN405,CMF!$G3:$G403)","v":31.634034704080868},{"$f":"100*SUMPRODUCT($EN5:$EN405,CMF!$F3:$F403,CES!CQ$2:CQ$402)/SUMPRODUCT($EN5:$EN405,CMF!$G3:$G403)","v":49.652535942870955},{"$f":"100*SUMPRODUCT($EN5:$EN405,CMF!$F3:$F403,CES!CR$2:CR$402)/SUMPRODUCT($EN5:$EN405,CMF!$G3:$G403)","v":15.732813991119823},{"$f":"100*SUMPRODUCT($EN5:$EN405,CMF!$F3:$F403,CES!CS$2:CS$402)/SUMPRODUCT($EN5:$EN405,CMF!$G3:$G403)","v":57.557973000561454},{"$f":"100*SUMPRODUCT($EN5:$EN405,CMF!$F3:$F403,CES!CT$2:CT$402)/SUMPRODUCT($EN5:$EN405,CMF!$G3:$G403)","v":77.098811917389654},{"$f":"100*SUMPRODUCT($EN5:$EN405,CMF!$F3:$F403,CES!CU$2:CU$402)/SUMPRODUCT($EN5:$EN405,CMF!$G3:$G403)","v":35.05444012498014},{"$f":"100*SUMPRODUCT($EN5:$EN405,CMF!$F3:$F403,CES!CV$2:CV$402)/SUMPRODUCT($EN5:$EN405,CMF!$G3:$G403)","v":59.568159163189065},{"$f":"100*SUMPRODUCT($EN5:$EN405,CMF!$F3:$F403,CES!CW$2:CW$402)/SUMPRODUCT($EN5:$EN405,CMF!$G3:$G403)","v":36.38528645948309},null,"CES76",46.360718329380227,-6.2894407496168219,-29.922554991662857,40.355109763917483,5.2570385717054302,-23.485848351143101,14.519631928371773,210.81971133539301,4.5052142127987782,-0.274756097077623,24.487268717768018,24.487268717768018,12,null,null,null,null,null,455,{"$f":"IF(Calculator!$C$3,OFFSET('SPD Library'!B80,0,Calculator!$C$3-1),Calculator!C81)","v":4.4539999999999996E-3},{"$f":"RefCalc!B80","v":9.3846820277383568E-3},{"$f":"RefCalc!F80","v":7.8925529131859365E-2},null,4.4539999999999996E-3,455,8.8481114168491495E-3]
[null,null,null,null,null,null,null,null,null,null,null,null,null,null,null,null,null,null,null,null,"Y",{"$f":"100*SUMPRODUCT($EN5:$EN405,CMF!$G3:$G403,CES!B$2:B$402)/SUMPRODUCT($EN5:$EN405,CMF!$G3:$G403)","v":100},{"$f":"100*SUMPRODUCT($EN5:$EN405,CMF!$G3:$G403,CES!C$2:C$402)/SUMPRODUCT($EN5:$EN405,CMF!$G3:$G403)","v":68.973982996897917},{"$f":"100*SUMPRODUCT($EN5:$EN405,CMF!$G3:$G403,CES!D$2:D$402)/SUMPRODUCT($EN5:$EN405,CMF!$G3:$G403)","v":33.21274489793587},{"$f":"100*SUMPRODUCT($EN5:$EN405,CMF!$G3:$G403,CES!E$2:E$402)/SUMPRODUCT($EN5:$EN405,CMF!$G3:$G403)","v":6.1330973761087773},{"$f":"100*SUMPRODUCT($EN5:$EN405,CMF!$G3:$G403,CES!F$2:F$402)/SUMPRODUCT($EN5:$EN405,CMF!$G3:$G403)","v":43.808351421777822},{"$f":"100*SUMPRODUCT($EN5:$EN405,CMF!$G3:$G403,CES!G$2:G$402)/SUMPRODUCT($EN5:$EN405,CMF!$G3:$G403)","v":19.249481947460293},{"$f":"100*SUMPRODUCT($EN5:$EN405,CMF!$G3:$G403,CES!H$2:H$402)/SUMPRODUCT($EN5:$EN405,CMF!$G3:$G403)","v":19.765530980036697},{"$f":"100*SUMPRODUCT($EN5:$EN405,CMF!$G3:$G403,CES!I$2:I$402)/SUMPRODUCT($EN5:$EN405,CMF!$G3:$G403)","v":12.941304954983922},{"$f":"100*SUMPRODUCT($EN5:$EN405,CMF!$G3:$G403,CES!J$2:J$402)/SUMPRODUCT($EN5:$EN405,CMF!$G3:$G403)","v":11.669131436345902},{"$f":"100*SUMPRODUCT($EN5:$EN405,CMF!$G3:$G403,CES!K$2:K$402)/SUMPRODUCT($EN5:$EN405,CMF!$G3:$G403)","v":4.9439183940704563},{"$f":"100*SUMPRODUCT($EN5:$EN405,CMF!$G3:$G403,CES!L$2:L$402)/SUMPRODUCT($EN5:$EN405,CMF!$G3:$G403)","v":57.468126595753233},{"$f":"100*SUMPRODUCT($EN5:$EN405,CMF!$G3:$G403,CES!M$2:M$402)/SUMPRODUCT($EN5:$EN405,CMF!$G3:$G403)","v":31.966595136078855},{"$f":"100*SUMPRODUCT($EN5:$EN405,CMF!$G3:$G403,CES!N$2:N$402)/SUMPRODUCT($EN5:$EN405,CMF!$G3:$G403)","v":39.898853835816858},{"$f":"100*SUMPRODUCT($EN5:$EN405,CMF!$G3:$G403,CES!O$2:O$402)/SUMPRODUCT($EN5:$EN405,CMF!$G3:$G403)","v":13.443580712088595},{"$f":"100*SUMPRODUCT($EN5:$EN405,CMF!$G3:$G403,CES!P$2:P$402)/SUMPRODUCT($EN5:$EN405,CMF!$G3:$G403)","v":44.654341705995122},{"$f":"100*SUMPRODUCT($EN5:$EN405,CMF!$G3:$G403,CES!Q$2:Q$402)/SUMPRODUCT($EN5:$EN405,CMF!$G3:$G403)","v":41.438314244780742},{"$f":"100*SUMPRODUCT($EN5:$EN405,CMF!$G3:$G403,CES!R$2:R$402)/SUMPRODUCT($EN5:$EN405,CMF!$G3:$G403)","v":16.416981682704098},{"$f":"100*SUMPRODUCT($EN5:$EN405,CMF!$G3:$G403,CES!S$2:S$402)/SUMPRODUCT($EN5:$EN405,CMF!$G3:$G403)","v":19.603604134254894},{"$f":"100*SUMPRODUCT($EN5:$EN405,CMF!$G3:$G403,CES!T$2:T$402)/SUMPRODUCT($EN5:$EN405,CMF!$G3:$G403)","v":23.750108289200057},{"$f":"100*SUMPRODUCT($EN5:$EN405,CMF!$G3:$G403,CES!U$2:U$402)/SUMPRODUCT($EN5:$EN405,CMF!$G3:$G403)","v":48.553803725149727},{"$f":"100*SUMPRODUCT($EN5:$EN405,CMF!$G3:$G403,CES!V$2:V$402)/SUMPRODUCT($EN5:$EN405,CMF!$G3:$G403)","v":38.267402940047248},{"$f":"100*SUMPRODUCT($EN5:$EN405,CMF!$G3:$G403,CES!W$2:W$402)/SUMPRODUCT($EN5:$EN405,CMF!$G3:$G403)","v":78.984192625683775},{"$f":"100*SUMPRODUCT($EN5:$EN405,CMF!$G3:$G403,CES!X$2:X$402)/SUMPRODUCT($EN5:$EN405,CMF!$G3:$G403)","v":61.350962934866125},{"$f":"100*SUMPRODUCT($EN5:$EN405,CMF!$G3:$G403,CES!Y$2:Y$402)/SUMPRODUCT($EN5:$EN405,CMF!$G3:$G403)","v":80.944816022199078},{"$f":"100*SUMPRODUCT($EN5:$EN405,CMF!$G3:$G403,CES!Z$2:Z$402)/SUMPRODUCT($EN5:$EN405,CMF!$G3:$G403)","v":84.645577677742068},{"$f":"100*SUMPRODUCT($EN5:$EN405,CMF!$G3:$G403,CES!AA$2:AA$402)/SUMPRODUCT($EN5:$EN405,CMF!$G3:$G403)","v":48.17717725367347},{"$f":"100*SUMPRODUCT($EN5:$EN405,CMF!$G3:$G403,CES!AB$2:AB$402)/SUMPRODUCT($EN5:$EN405,CMF!$G3:$G403)","v":83.016377363017384},{"$f":"100*SUMPRODUCT($EN5:$EN405,CMF!$G3:$G403,CES!AC$2:AC$402)/SUMPRODUCT($EN5:$EN405,CMF!$G3:$G403)","v":43.899763104755898},{"$f":"100*SUMPRODUCT($EN5:$EN405,CMF!$G3:$G403,CES!AD$2:AD$402)/SUMPRODUCT($EN5:$EN405,CMF!$G3:$G403)","v":11.949037874529809},{"$f":"100*SUMPRODUCT($EN5:$EN405,CMF!$G3:$G403,CES!AE$2:AE$402)/SUMPRODUCT($EN5:$EN405,CMF!$G3:$G403)","v":72.587319879955132},{"$f":"100*SUMPRODUCT($EN5:$EN405,CMF!$G3:$G403,CES!AF$2:AF$402)/SUMPRODUCT($EN5:$EN405,CMF!$G3:$G403)","v":31.713534818708609},{"$f":"100*SUMPRODUCT($EN5:$EN405,CMF!$G3:$G403,CES!AG$2:AG$402)/SUMPRODUCT($EN5:$EN405,CMF!$G3:$G403)","v":75.878130954292686},{"$f":"100*SUMPRODUCT($EN5:$EN405,CMF!$G3:$G403,CES!AH$2:AH$402)/SUMPRODUCT($EN5:$EN405,CMF!$G3:$G403)","v":49.324369403505884},{"$f":"100*SUMPRODUCT($EN5:$EN405,CMF!$G3:$G403,CES!AI$2:AI$402)/SUMPRODUCT($EN5:$EN405,CMF!$G3:$G403)","v":75.864485049902385},{"$f":"100*SUMPRODUCT($EN5:$EN405,CMF!$G3:$G403,CES!AJ$2:AJ$402)/SUMPRODUCT($EN5:$EN405,CMF!$G3:$G403)","v":30.505243474450563},{"$f":"100*SUMPRODUCT($EN5:$EN405,CMF!$G3:$G403,CES!AK$2:AK$402)/SUMPRODUCT($EN5:$EN405,CMF!$G3:$G403)","v":12.126055678995135},{"$f":"100*SUMPRODUCT($EN5:$EN405,CMF!$G3:$G403,CES!AL$2:AL$402)/SUMPRODUCT($EN5:$EN405,CMF!$G3:$G403)","v":54.199091843784842},{"$f":"100*SUMPRODUCT($EN5:$EN405,CMF!$G3:$G403,CES!AM$2:AM$402)/SUMPRODUCT($EN5:$EN405,CMF!$G3:$G403)","v":15.92961185027516},{"$f":"100*SUMPRODUCT($EN5:$EN405,CMF!$G3:$G403,CES!AN$2:AN$402)/SUMPRODUCT($EN5:$EN405,CMF!$G3:$G403)","v":66.326620880626578},{"$f":"100*SUMPRODUCT($EN5:$EN405,CMF!$G3:$G403,CES!AO$2:AO$402)/SUMPRODUCT($EN5:$EN405,CMF!$G3:$G403)","v":7.390063125019168},{"$f":"100*SUMPRODUCT($EN5:$EN405,CMF!$G3:$G403,CES!AP$2:AP$402)/SUMPRODUCT($EN5:$EN405,CMF!$G3:$G403)","v":15.574876959742912},{"$f":"100*SUMPRODUCT($EN5:$EN405,CMF!$G3:$G403,CES!AQ$2:AQ$402)/SUMPRODUCT($EN5:$EN405,CMF!$G3:$G403)","v":68.11540027872536},{"$f":"100*SUMPRODUCT($EN5:$EN405,CMF!$G3:$G403,CES!AR$2:AR$402)/SUMPRODUCT($EN5:$EN405,CMF!$G3:$G403)","v":33.950897731492525},{"$f":"100*SUMPRODUCT($EN5:$EN405,CMF!$G3:$G403,CES!AS$2:AS$402)/SUMPRODUCT($EN5:$EN405,CMF!$G3:$G403)","v":39.237175093561049},{"$f":"100*SUMPRODUCT($EN5:$EN405,CMF!$G3:$G403,CES!AT$2:AT$402)/SUMPRODUCT($EN5:$EN405,CMF!$G3:$G403)","v":4.9089854538729725},{"$f":"100*SUMPRODUCT($EN5:$EN405,CMF!$G3:$G403,CES!AU$2:AU$402)/SUMPRODUCT($EN5:$EN405,CMF!$G3:$G403)","v":21.931437858550797},{"$f":"100*SUMPRODUCT($EN5:$EN405,CMF!$G3:$G403,CES!AV$2:AV$402)/SUMPRODUCT($EN5:$EN405,CMF!$G3:$G403)","v":31.663953466909405},{"$f":"100*SUMPRODUCT($EN5:$EN405,CMF!$G3:$G403,CES!AW$2:AW$402)/SUMPRODUCT($EN5:$EN405,CMF!$G3:$G403)","v":34.537839291434324},{"$f":"100*SUMPRODUCT($EN5:$EN405,CMF!$G3:$G403,CES!AX$2:AX$402)/SUMPRODUCT($EN5:$EN405,CMF!$G3:$G403)","v":46.432763057328735},{"$f":"100*SUMPRODUCT($EN5:$EN405,CMF!$G3:$G403,CES!AY$2:AY$402)/SUMPRODUCT($EN5:$EN405,CMF!$G3:$G403)","v":12.218874098349062},{"$f":"100*SUMPRODUCT($EN5:$EN405,CMF!$G3:$G403,CES!AZ$2:AZ$402)/SUMPRODUCT($EN5:$EN405,CMF!$G3:$G403)","v":16.957319823331787},{"$f":"100*SUMPRODUCT($EN5:$EN405,CMF!$G3:$G403,CES!BA$2:BA$402)/SUMPRODUCT($EN5:$EN405,CMF!$G3:$G403)","v":20.162055194397546},{"$f":"100*SUMPRODUCT($EN5:$EN405,CMF!$G3:$G403,CES!BB$2:BB$402)/SUMPRODUCT($EN5:$EN405,CMF!$G3:$G403)","v":8.0091122943551341},{"$f":"100*SUMPRODUCT($EN5:$EN405,CMF!$G3:$G403,CES!BC$2:BC$402)/SUMPRODUCT($EN5:$EN405,CMF!$G3:$G403)","v":10.730235907394169},{"$f":"100*SUMPRODUCT($EN5:$EN405,CMF!$G3:$G403,CES!BD$2:BD$402)/SUMPRODUCT($EN5:$EN405,CMF!$G3:$G403)","v":62.274907372334766},{"$f":"100*SUMPRODUCT($EN5:$EN405,CMF!$G3:$G403,CES!BE$2:BE$402)/SUMPRODUCT($EN5:$EN405,CMF!$G3:$G403)","v":53.504863073443126},{"$f":"100*SUMPRODUCT($EN5:$EN405,CMF!$G3:$G403,CES!BF$2:BF$402)/SUMPRODUCT($EN5:$EN405,CMF!$G3:$G403)","v":29.424983393503542},{"$f":"100*SUMPRODUCT($EN5:$EN405,CMF!$G3:$G403,CES!BG$2:BG$402)/SUMPRODUCT($EN5:$EN405,CMF!$G3:$G403)","v":15.692793078737211},{"$f":"100*SUMPRODUCT($EN5:$EN405,CMF!$G3:$G403,CES!BH$2:BH$402)/SUMPRODUCT($EN5:$EN405,CMF!$G3:$G403)","v":12.997793058671379},{"$f":"100*SUMPRODUCT($EN5:$EN405,CMF!$G3:$G403,CES!BI$2:BI$402)/SUMPRODUCT($EN5:$EN405,CMF!$G3:$G403)","v":60.277909353243132},{"$f":"100*SUMPRODUCT($EN5:$EN405,CMF!$G3:$G403,CES!BJ$2:BJ$402)/SUMPRODUCT($EN5:$EN405,CMF!$G3:$G403)","v":66.524667523701766},{"$f":"100*SUMPRODUCT($EN5:$EN405,CMF!$G3:$G403,CES!BK$2:BK$402)/SUMPRODUCT($EN5:$EN405,CMF!$G3:$G403)","v":42.01767427443891},{"$f":"100*SUMPRODUCT($EN5:$EN405,CMF!$G3:$G403,CES!BL$2:BL$402)/SUMPRODUCT($EN5:$EN405,CMF!$G3:$G403)","v":31.352266414221759},{"$f":"100*SUMPRODUCT($EN5:$EN405,CMF!$G3:$G403,CES!BM$2:BM$402)/SUMPRODUCT($EN5:$EN405,CMF!$G3:$G403)","v":7.2950652780968701},{"$f":"100*SUMPRODUCT($EN5:$EN405,CMF!$G3:$G403,CES!BN$2:BN$402)/SUMPRODUCT($EN5:$EN405,CMF!$G3:$G403)","v":15.377193331365426},{"$f":"100*SUMPRODUCT($EN5:$EN405,CMF!$G3:$G403,CES!BO$2:BO$402)/SUMPRODUCT($EN5:$EN405,CMF!$G3:$G403)","v":8.7568316642248458},{"$f":"100*SUMPRODUCT($EN5:$EN405,CMF!$G3:$G403,CES!BP$2:BP$402)/SUMPRODUCT($EN5:$EN405,CMF!$G3:$G403)","v":7.5546640938752416},{"$f":"100*SUMPRODUCT($EN5:$EN405,CMF!$G3:$G403,CES!BQ$2:BQ$402)/SUMPRODUCT($EN5:$EN405,CMF!$G3:$G403)","v":8.9030634694347821},{"$f":"100*SUMPRODUCT($EN5:$EN405,CMF!$G3:$G403,CES!BR$2:BR$402)/SUMPRODUCT($EN5:$EN405,CMF!$G3:$G403)","v":23.335980022894219},{"$f":"100*SUMPRODUCT($EN5:$EN405,CMF!$G3:$G403,CES!BS$2:BS$402)/SUMPRODUCT($EN5:$EN405,CMF!$G3:$G403)","v":16.372370213795367},{"$f":"100*SUMPRODUCT($EN5:$EN405,CMF!$G3:$G403,CES!BT$2:BT$402)/SUMPRODUCT($EN5:$EN405,CMF!$G3:$G403)","v":31.9279976622527},{"$f":"100*SUMPRODUCT($EN5:$EN405,CMF!$G3:$G403,CES!BU$2:BU$402)/SUMPRODUCT($EN5:$EN405,CMF!$G3:$G403)","v":5.175523563515938},{"$f":"100*SUMPRODUCT($EN5:$EN405,CMF!$G3:$G403,CES!BV$2:BV$402)/SUMPRODUCT($EN5:$EN405,CMF!$G3:$G403)","v":44.381237522558017},{"$f":"100*SUMPRODUCT($EN5:$EN405,CMF!$G3:$G403,CES!BW$2:BW$402)/SUMPRODUCT($EN5:$EN405,CMF!$G3:$G403)","v":15.058525664053976},{"$f":"100*SUMPRODUCT($EN5:$EN405,CMF!$G3:$G403,CES!BX$2:BX$402)/SUMPRODUCT($EN5:$EN405,CMF!$G3:$G403)","v":4.6451870623582394},{"$f":"100*SUMPRODUCT($EN5:$EN405,CMF!$G3:$G403,CES!BY$2:BY$402)/SUMPRODUCT($EN5:$EN405,CMF!$G3:$G403)","v":4.9217510501618245},{"$f":"100*SUMPRODUCT($EN5:$EN405,CMF!$G3:$G403,CES!BZ$2:BZ$402)/SUMPRODUCT($EN5:$EN405,CMF!$G3:$G403)","v":9.1843232432392483},{"$f":"100*SUMPRODUCT($EN5:$EN405,CMF!$G3:$G403,CES!CA$2:CA$402)/SUMPRODUCT($EN5:$EN405,CMF!$G3:$G403)","v":9.1801086927264066},{"$f":"100*SUMPRODUCT($EN5:$EN405,CMF!$G3:$G403,CES!CB$2:CB$402)/SUMPRODUCT($EN5:$EN405,CMF!$G3:$G403)","v":8.2923245947323529},{"$f":"100*SUMPRODUCT($EN5:$EN405,CMF!$G3:$G403,CES!CC$2:CC$402)/SUMPRODUCT($EN5:$EN405,CMF!$G3:$G403)","v":37.36569857797744},{"$f":"100*SUMPRODUCT($EN5:$EN405,CMF!$G3:$G403,CES!CD$2:CD$402)/SUMPRODUCT($EN5:$EN405,CMF!$G3:$G403)","v":28.361136178139635},{"$f":"100*SUMPRODUCT($EN5:$EN405,CMF!$G3:$G403,CES!CE$2:CE$402)/SUMPRODUCT($EN5:$EN405,CMF!$G3:$G403)","v":9.5760429827747338},{"$f":"100*SUMPRODUCT($EN5:$EN405,CMF!$G3:$G403,CES!CF$2:CF$402)/SUMPRODUCT($EN5:$EN405,CMF!$G3:$G403)","v":65.601736077089029},{"$f":"100*SUMPRODUCT($EN5:$EN405,CMF!$G3:$G403,CES!CG$2:CG$402)/SUMPRODUCT($EN5:$EN405,CMF!$G3:$G403)","v":40.011284612627776},{"$f":"100*SUMPRODUCT($EN5:$EN405,CMF!$G3:$G403,CES!CH$2:CH$402)/SUMPRODUCT($EN5:$EN405,CMF!$G3:$G403)","v":4.4079363147543607},{"$f":"100*SUMPRODUCT($EN5:$EN405,CMF!$G3:$G403,CES!CI$2:CI$402)/SUMPRODUCT($EN5:$EN405,CMF!$G3:$G403)","v":9.9093837473009785},{"$f":"100*SUMPRODUCT($EN5:$EN405,CMF!$G3:$G403,CES!CJ$2:CJ$402)/SUMPRODUCT($EN5:$EN405,CMF!$G3:$G403)","v":27.862637409813104},{"$f":"100*SUMPRODUCT($EN5:$EN405,CMF!$G3:$G403,CES!CK$2:CK$402)/SUMPRODUCT($EN5:$EN405,CMF!$G3:$G403)","v":8.9975993256173012},{"$f":"100*SUMPRODUCT($EN5:$EN405,CMF!$G3:$G403,CES!CL$2:CL$402)/SUMPRODUCT($EN5:$EN405,CMF!$G3:$G403)","v":27.679813069164947},{"$f":"100*SUMPRODUCT($EN5:$EN405,CMF!$G3:$G403,CES!CM$2:CM$402)/SUMPRODUCT($EN5:$EN405,CMF!$G3:$G403)","v":9.2158991974371762},{"$f":"100*SUMPRODUCT($EN5:$EN405,CMF!$G3:$G403,CES!CN$2:CN$402)/SUMPRODUCT($EN5:$EN405,CMF!$G3:$G403)","v":12.900345148360449},{"$f":"100*SUMPRODUCT($EN5:$EN405,CMF!$G3:$G403,CES!CO$2:CO$402)/SUMPRODUCT($EN5:$EN405,CMF!$G3:$G403)","v":53.027250937678637},{"$f":"100*SUMPRODUCT($EN5:$EN405,CMF!$G3:$G403,CES!CP$2:CP$402)/SUMPRODUCT($EN5:$EN405,CMF!$G3:$G403)","v":20.456765639272486},{"$f":"100*SUMPRODUCT($EN5:$EN405,CMF!$G3:$G403,CES!CQ$2:CQ$402)/SUMPRODUCT($EN5:$EN405,CMF!$G3:$G403)","v":33.504204451514319},{"$f":"100*SUMPRODUCT($EN5:$EN405,CMF!$G3:$G403,CES!CR$2:CR$402)/SUMPRODUCT($EN5:$EN405,CMF!$G3:$G403)","v":9.5919593536905214},{"$f":"100*SUMPRODUCT($EN5:$EN405,CMF!$G3:$G403,CES!CS$2:CS$402)/SUMPRODUCT($EN5:$EN405,CMF!$G3:$G403)","v":37.475795492476458},{"$f":"100*SUMPRODUCT($EN5:$EN405,CMF!$G3:$G403,CES!CT$2:CT$402)/SUMPRODUCT($EN5:$EN405,CMF!$G3:$G403)","v":51.555106462564702},{"$f":"100*SUMPRODUCT($EN5:$EN405,CMF!$G3:$G403,CES!CU$2:CU$402)/SUMPRODUCT($EN5:$EN405,CMF!$G3:$G403)","v":23.35696783314285},{"$f":"100*SUMPRODUCT($EN5:$EN405,CMF!$G3:$G403,CES!CV$2:CV$402)/SUMPRODUCT($EN5:$EN405,CMF!$G3:$G403)","v":36.994258931971459},{"$f":"100*SUMPRODUCT($EN5:$EN405,CMF!$G3:$G403,CES!CW$2:CW$402)/SUMPRODUCT($EN5:$EN405,CMF!$G3:$G403)","v":20.827138624953381},null,"CES77",44.320163111866506,0.84710718315645994,-22.00790799442445,39.588207550182055,1.4376538658076998,-16.570195775080418,7.2324866403298804,52.308863002550204,4.7508610245332132,-0.29301973201906567,2.7543606846192574,2.7543606846192574,13,null,null,null,null,null,456,{"$f":"IF(Calculator!$C$3,OFFSET('SPD Library'!B81,0,Calculator!$C$3-1),Calculator!C82)","v":4.4609999999999997E-3},{"$f":"RefCalc!B81","v":9.3994311912305381E-3},{"$f":"RefCalc!F81","v":8.1173885817573579E-2},null,4.4609999999999997E-3,456,9.1001681427126026E-3]
[null,null,null,null,null,null,null,null,null,null,null,null,null,null,null,null,null,null,null,null,"Z",{"$f":"100*SUMPRODUCT($EN5:$EN405,CMF!$H3:$H403,CES!B$2:B$402)/SUMPRODUCT($EN5:$EN405,CMF!$G3:$G403)","v":1.1444667541526601},{"$f":"100*SUMPRODUCT($EN5:$EN405,CMF!$H3:$H403,CES!C$2:C$402)/SUMPRODUCT($EN5:$EN405,CMF!$G3:$G403)","v":0.69523821996695578},{"$f":"100*SUMPRODUCT($EN5:$EN405,CMF!$H3:$H403,CES!D$2:D$402)/SUMPRODUCT($EN5:$EN405,CMF!$G3:$G403)","v":0.25448567482998108},{"$f":"100*SUMPRODUCT($EN5:$EN405,CMF!$H3:$H403,CES!E$2:E$402)/SUMPRODUCT($EN5:$EN405,CMF!$G3:$G403)","v":5.9669027489968877E-2},{"$f":"100*SUMPRODUCT($EN5:$EN405,CMF!$H3:$H403,CES!F$2:F$402)/SUMPRODUCT($EN5:$EN405,CMF!$G3:$G403)","v":0.33357047788246869},{"$f":"100*SUMPRODUCT($EN5:$EN405,CMF!$H3:$H403,CES!G$2:G$402)/SUMPRODUCT($EN5:$EN405,CMF!$G3:$G403)","v":0.10812805163726677},{"$f":"100*SUMPRODUCT($EN5:$EN405,CMF!$H3:$H403,CES!H$2:H$402)/SUMPRODUCT($EN5:$EN405,CMF!$G3:$G403)","v":0.14472164376881611},{"$f":"100*SUMPRODUCT($EN5:$EN405,CMF!$H3:$H403,CES!I$2:I$402)/SUMPRODUCT($EN5:$EN405,CMF!$G3:$G403)","v":6.3125031654251568E-2},{"$f":"100*SUMPRODUCT($EN5:$EN405,CMF!$H3:$H403,CES!J$2:J$402)/SUMPRODUCT($EN5:$EN405,CMF!$G3:$G403)","v":6.5270711764789199E-2},{"$f":"100*SUMPRODUCT($EN5:$EN405,CMF!$H3:$H403,CES!K$2:K$402)/SUMPRODUCT($EN5:$EN405,CMF!$G3:$G403)","v":5.486993942445547E-2},{"$f":"100*SUMPRODUCT($EN5:$EN405,CMF!$H3:$H403,CES!L$2:L$402)/SUMPRODUCT($EN5:$EN405,CMF!$G3:$G403)","v":0.20991675555607303},{"$f":"100*SUMPRODUCT($EN5:$EN405,CMF!$H3:$H403,CES!M$2:M$402)/SUMPRODUCT($EN5:$EN405,CMF!$G3:$G403)","v":8.3152676067767883E-2},{"$f":"100*SUMPRODUCT($EN5:$EN405,CMF!$H3:$H403,CES!N$2:N$402)/SUMPRODUCT($EN5:$EN405,CMF!$G3:$G403)","v":0.101466002099994},{"$f":"100*SUMPRODUCT($EN5:$EN405,CMF!$H3:$H403,CES!O$2:O$402)/SUMPRODUCT($EN5:$EN405,CMF!$G3:$G403)","v":5.7375619485567166E-2},{"$f":"100*SUMPRODUCT($EN5:$EN405,CMF!$H3:$H403,CES!P$2:P$402)/SUMPRODUCT($EN5:$EN405,CMF!$G3:$G403)","v":0.41114636762702333},{"$f":"100*SUMPRODUCT($EN5:$EN405,CMF!$H3:$H403,CES!Q$2:Q$402)/SUMPRODUCT($EN5:$EN405,CMF!$G3:$G403)","v":0.30125137098662996},{"$f":"100*SUMPRODUCT($EN5:$EN405,CMF!$H3:$H403,CES!R$2:R$402)/SUMPRODUCT($EN5:$EN405,CMF!$G3:$G403)","v":6.5989216496944003E-2},{"$f":"100*SUMPRODUCT($EN5:$EN405,CMF!$H3:$H403,CES!S$2:S$402)/SUMPRODUCT($EN5:$EN405,CMF!$G3:$G403)","v":7.1309608453444681E-2},{"$f":"100*SUMPRODUCT($EN5:$EN405,CMF!$H3:$H403,CES!T$2:T$402)/SUMPRODUCT($EN5:$EN405,CMF!$G3:$G403)","v":0.13531623722750127},{"$f":"100*SUMPRODUCT($EN5:$EN405,CMF!$H3:$H403,CES!U$2:U$402)/SUMPRODUCT($EN5:$EN405,CMF!$G3:$G403)","v":0.15276276153668608},{"$f":"100*SUMPRODUCT($EN5:$EN405,CMF!$H3:$H403,CES!V$2:V$402)/SUMPRODUCT($EN5:$EN405,CMF!$G3:$G403)","v":6.4083140121790019E-2},{"$f":"100*SUMPRODUCT($EN5:$EN405,CMF!$H3:$H403,CES!W$2:W$402)/SUMPRODUCT($EN5:$EN405,CMF!$G3:$G403)","v":0.22430759326035868},{"$f":"100*SUMPRODUCT($EN5:$EN405,CMF!$H3:$H403,CES!X$2:X$402)/SUMPRODUCT($EN5:$EN405,CMF!$G3:$G403)","v":0.14014783185960547},{"$f":"100*SUMPRODUCT($EN5:$EN405,CMF!$H3:$H403,CES!Y$2:Y$402)/SUMPRODUCT($EN5:$EN405,CMF!$G3:$G403)","v":0.63172747164224963},{"$f":"100*SUMPRODUCT($EN5:$EN405,CMF!$H3:$H403,CES!Z$2:Z$402)/SUMPRODUCT($EN5:$EN405,CMF!$G3:$G403)","v":0.36482389134753479},{"$f":"100*SUMPRODUCT($EN5:$EN405,CMF!$H3:$H403,CES!AA$2:AA$402)/SUMPRODUCT($EN5:$EN405,CMF!$G3:$G403)","v":8.3772990419593324E-2},{"$f":"100*SUMPRODUCT($EN5:$EN405,CMF!$H3:$H403,CES!AB$2:AB$402)/SUMPRODUCT($EN5:$EN405,CMF!$G3:$G403)","v":0.26755738055346956},{"$f":"100*SUMPRODUCT($EN5:$EN405,CMF!$H3:$H403,CES!AC$2:AC$402)/SUMPRODUCT($EN5:$EN405,CMF!$G3:$G403)","v":0.29240768263425682},{"$f":"100*SUMPRODUCT($EN5:$EN405,CMF!$H3:$H403,CES!AD$2:AD$402)/SUMPRODUCT($EN5:$EN405,CMF!$G3:$G403)","v":6.0333900103626936E-2},{"$f":"100*SUMPRODUCT($EN5:$EN405,CMF!$H3:$H403,CES!AE$2:AE$402)/SUMPRODUCT($EN5:$EN405,CMF!$G3:$G403)","v":0.2356565617797341},{"$f":"100*SUMPRODUCT($EN5:$EN405,CMF!$H3:$H403,CES!AF$2:AF$402)/SUMPRODUCT($EN5:$EN405,CMF!$G3:$G403)","v":0.16783531152877154},{"$f":"100*SUMPRODUCT($EN5:$EN405,CMF!$H3:$H403,CES!AG$2:AG$402)/SUMPRODUCT($EN5:$EN405,CMF!$G3:$G403)","v":0.25999433014143702},{"$f":"100*SUMPRODUCT($EN5:$EN405,CMF!$H3:$H403,CES!AH$2:AH$402)/SUMPRODUCT($EN5:$EN405,CMF!$G3:$G403)","v":0.11975138390213852},{"$f":"100*SUMPRODUCT($EN5:$EN405,CMF!$H3:$H403,CES!AI$2:AI$402)/SUMPRODUCT($EN5:$EN405,CMF!$G3:$G403)","v":0.44018894140946196},{"$f":"100*SUMPRODUCT($EN5:$EN405,CMF!$H3:$H403,CES!AJ$2:AJ$402)/SUMPRODUCT($EN5:$EN405,CMF!$G3:$G403)","v":8.1872357045661606E-2},{"$f":"100*SUMPRODUCT($EN5:$EN405,CMF!$H3:$H403,CES!AK$2:AK$402)/SUMPRODUCT($EN5:$EN405,CMF!$G3:$G403)","v":6.4441812858049563E-2},{"$f":"100*SUMPRODUCT($EN5:$EN405,CMF!$H3:$H403,CES!AL$2:AL$402)/SUMPRODUCT($EN5:$EN405,CMF!$G3:$G403)","v":0.5137074391238039},{"$f":"100*SUMPRODUCT($EN5:$EN405,CMF!$H3:$H403,CES!AM$2:AM$402)/SUMPRODUCT($EN5:$EN405,CMF!$G3:$G403)","v":7.5485963538805281E-2},{"$f":"100*SUMPRODUCT($EN5:$EN405,CMF!$H3:$H403,CES!AN$2:AN$402)/SUMPRODUCT($EN5:$EN405,CMF!$G3:$G403)","v":0.45121514911844673},{"$f":"100*SUMPRODUCT($EN5:$EN405,CMF!$H3:$H403,CES!AO$2:AO$402)/SUMPRODUCT($EN5:$EN405,CMF!$G3:$G403)","v":6.4978635606661644E-2},{"$f":"100*SUMPRODUCT($EN5:$EN405,CMF!$H3:$H403,CES!AP$2:AP$402)/SUMPRODUCT($EN5:$EN405,CMF!$G3:$G403)","v":0.11370833527824452},{"$f":"100*SUMPRODUCT($EN5:$EN405,CMF!$H3:$H403,CES!AQ$2:AQ$402)/SUMPRODUCT($EN5:$EN405,CMF!$G3:$G403)","v":0.64409883192051109},{"$f":"100*SUMPRODUCT($EN5:$EN405,CMF!$H3:$H403,CES!AR$2:AR$402)/SUMPRODUCT($EN5:$EN405,CMF!$G3:$G403)","v":0.13001676839856413},{"$f":"100*SUMPRODUCT($EN5:$EN405,CMF!$H3:$H403,CES!AS$2:AS$402)/SUMPRODUCT($EN5:$EN405,CMF!$G3:$G403)","v":0.1373777797600263},{"$f":"100*SUMPRODUCT($EN5:$EN405,CMF!$H3:$H403,CES!AT$2:AT$402)/SUMPRODUCT($EN5:$EN405,CMF!$G3:$G403)","v":5.4127859076243498E-2},{"$f":"100*SUMPRODUCT($EN5:$EN405,CMF!$H3:$H403,CES!AU$2:AU$402)/SUMPRODUCT($EN5:$EN405,CMF!$G3:$G403)","v":0.12054564822331941},{"$f":"100*SUMPRODUCT($EN5:$EN405,CMF!$H3:$H403,CES!AV$2:AV$402)/SUMPRODUCT($EN5:$EN405,CMF!$G3:$G403)","v":0.21556342614268642},{"$f":"100*SUMPRODUCT($EN5:$EN405,CMF!$H3:$H403,CES!AW$2:AW$402)/SUMPRODUCT($EN5:$EN405,CMF!$G3:$G403)","v":0.29379614721428421},{"$f":"100*SUMPRODUCT($EN5:$EN405,CMF!$H3:$H403,CES!AX$2:AX$402)/SUMPRODUCT($EN5:$EN405,CMF!$G3:$G403)","v":0.35463850656019891},{"$f":"100*SUMPRODUCT($EN5:$EN405,CMF!$H3:$H403,CES!AY$2:AY$402)/SUMPRODUCT($EN5:$EN405,CMF!$G3:$G403)","v":8.8213479116936722E-2},{"$f":"100*SUMPRODUCT($EN5:$EN405,CMF!$H3:$H403,CES!AZ$2:AZ$402)/SUMPRODUCT($EN5:$EN405,CMF!$G3:$G403)","v":0.18254738904747289},{"$f":"100*SUMPRODUCT($EN5:$EN405,CMF!$H3:$H403,CES!BA$2:BA$402)/SUMPRODUCT($EN5:$EN405,CMF!$G3:$G403)","v":0.22691424511986857},{"$f":"100*SUMPRODUCT($EN5:$EN405,CMF!$H3:$H403,CES!BB$2:BB$402)/SUMPRODUCT($EN5:$EN405,CMF!$G3:$G403)","v":9.0147657145950813E-2},{"$f":"100*SUMPRODUCT($EN5:$EN405,CMF!$H3:$H403,CES!BC$2:BC$402)/SUMPRODUCT($EN5:$EN405,CMF!$G3:$G403)","v":0.15763506069410621},{"$f":"100*SUMPRODUCT($EN5:$EN405,CMF!$H3:$H403,CES!BD$2:BD$402)/SUMPRODUCT($EN5:$EN405,CMF!$G3:$G403)","v":0.76490811693654304},{"$f":"100*SUMPRODUCT($EN5:$EN405,CMF!$H3:$H403,CES!BE$2:BE$402)/SUMPRODUCT($EN5:$EN405,CMF!$G3:$G403)","v":0.70290394593016703},{"$f":"100*SUMPRODUCT($EN5:$EN405,CMF!$H3:$H403,CES!BF$2:BF$402)/SUMPRODUCT($EN5:$EN405,CMF!$G3:$G403)","v":0.47891203284009598},{"$f":"100*SUMPRODUCT($EN5:$EN405,CMF!$H3:$H403,CES!BG$2:BG$402)/SUMPRODUCT($EN5:$EN405,CMF!$G3:$G403)","v":0.29183780705127221},{"$f":"100*SUMPRODUCT($EN5:$EN405,CMF!$H3:$H403,CES!BH$2:BH$402)/SUMPRODUCT($EN5:$EN405,CMF!$G3:$G403)","v":0.26954503848414296},{"$f":"100*SUMPRODUCT($EN5:$EN405,CMF!$H3:$H403,CES!BI$2:BI$402)/SUMPRODUCT($EN5:$EN405,CMF!$G3:$G403)","v":0.8025856963518071},{"$f":"100*SUMPRODUCT($EN5:$EN405,CMF!$H3:$H403,CES!BJ$2:BJ$402)/SUMPRODUCT($EN5:$EN405,CMF!$G3:$G403)","v":0.8197256329091579},{"$f":"100*SUMPRODUCT($EN5:$EN405,CMF!$H3:$H403,CES!BK$2:BK$402)/SUMPRODUCT($EN5:$EN405,CMF!$G3:$G403)","v":0.60180487671490346},{"$f":"100*SUMPRODUCT($EN5:$EN405,CMF!$H3:$H403,CES!BL$2:BL$402)/SUMPRODUCT($EN5:$EN405,CMF!$G3:$G403)","v":0.39730439021179359},{"$f":"100*SUMPRODUCT($EN5:$EN405,CMF!$H3:$H403,CES!BM$2:BM$402)/SUMPRODUCT($EN5:$EN405,CMF!$G3:$G403)","v":8.5080503793038262E-2},{"$f":"100*SUMPRODUCT($EN5:$EN405,CMF!$H3:$H403,CES!BN$2:BN$402)/SUMPRODUCT($EN5:$EN405,CMF!$G3:$G403)","v":0.42248999511643021},{"$f":"100*SUMPRODUCT($EN5:$EN405,CMF!$H3:$H403,CES!BO$2:BO$402)/SUMPRODUCT($EN5:$EN405,CMF!$G3:$G403)","v":0.1570790015810466},{"$f":"100*SUMPRODUCT($EN5:$EN405,CMF!$H3:$H403,CES!BP$2:BP$402)/SUMPRODUCT($EN5:$EN405,CMF!$G3:$G403)","v":0.25661902996558383},{"$f":"100*SUMPRODUCT($EN5:$EN405,CMF!$H3:$H403,CES!BQ$2:BQ$402)/SUMPRODUCT($EN5:$EN405,CMF!$G3:$G403)","v":0.31037362224503101},{"$f":"100*SUMPRODUCT($EN5:$EN405,CMF!$H3:$H403,CES!BR$2:BR$402)/SUMPRODUCT($EN5:$EN405,CMF!$G3:$G403)","v":0.48619230060555851},{"$f":"100*SUMPRODUCT($EN5:$EN405,CMF!$H3:$H403,CES!BS$2:BS$402)/SUMPRODUCT($EN5:$EN405,CMF!$G3:$G403)","v":0.27474461491785024},{"$f":"100*SUMPRODUCT($EN5:$EN405,CMF!$H3:$H403,CES!BT$2:BT$402)/SUMPRODUCT($EN5:$EN405,CMF!$G3:$G403)","v":0.75775272203634392},{"$f":"100*SUMPRODUCT($EN5:$EN405,CMF!$H3:$H403,CES!BU$2:BU$402)/SUMPRODUCT($EN5:$EN405,CMF!$G3:$G403)","v":0.17790261975576643},{"$f":"100*SUMPRODUCT($EN5:$EN405,CMF!$H3:$H403,CES!BV$2:BV$402)/SUMPRODUCT($EN5:$EN405,CMF!$G3:$G403)","v":0.61103219481022109},{"$f":"100*SUMPRODUCT($EN5:$EN405,CMF!$H3:$H403,CES!BW$2:BW$402)/SUMPRODUCT($EN5:$EN405,CMF!$G3:$G403)","v":0.58303463401699129},{"$f":"100*SUMPRODUCT($EN5:$EN405,CMF!$H3:$H403,CES!BX$2:BX$402)/SUMPRODUCT($EN5:$EN405,CMF!$G3:$G403)","v":5.9914292490195191E-2},{"$f":"100*SUMPRODUCT($EN5:$EN405,CMF!$H3:$H403,CES!BY$2:BY$402)/SUMPRODUCT($EN5:$EN405,CMF!$G3:$G403)","v":0.16934252131098362},{"$f":"100*SUMPRODUCT($EN5:$EN405,CMF!$H3:$H403,CES!BZ$2:BZ$402)/SUMPRODUCT($EN5:$EN405,CMF!$G3:$G403)","v":0.48987835122244699},{"$f":"100*SUMPRODUCT($EN5:$EN405,CMF!$H3:$H403,CES!CA$2:CA$402)/SUMPRODUCT($EN5:$EN405,CMF!$G3:$G403)","v":0.30083800973722452},{"$f":"100*SUMPRODUCT($EN5:$EN405,CMF!$H3:$H403,CES!CB$2:CB$402)/SUMPRODUCT($EN5:$EN405,CMF!$G3:$G403)","v":0.42452891940848231},{"$f":"100*SUMPRODUCT($EN5:$EN405,CMF!$H3:$H403,CES!CC$2:CC$402)/SUMPRODUCT($EN5:$EN405,CMF!$G3:$G403)","v":0.71737038862617319},{"$f":"100*SUMPRODUCT($EN5:$EN405,CMF!$H3:$H403,CES!CD$2:CD$402)/SUMPRODUCT($EN5:$EN405,CMF!$G3:$G403)","v":0.61247710577920189},{"$f":"100*SUMPRODUCT($EN5:$EN405,CMF!$H3:$H403,CES!CE$2:CE$402)/SUMPRODUCT($EN5:$EN405,CMF!$G3:$G403)","v":0.34858100508848361},{"$f":"100*SUMPRODUCT($EN5:$EN405,CMF!$H3:$H403,CES!CF$2:CF$402)/SUMPRODUCT($EN5:$EN405,CMF!$G3:$G403)","v":0.88006166424913812},{"$f":"100*SUMPRODUCT($EN5:$EN405,CMF!$H3:$H403,CES!CG$2:CG$402)/SUMPRODUCT($EN5:$EN405,CMF!$G3:$G403)","v":0.64760981024507758},{"$f":"100*SUMPRODUCT($EN5:$EN405,CMF!$H3:$H403,CES!CH$2:CH$402)/SUMPRODUCT($EN5:$EN405,CMF!$G3:$G403)","v":6.7011984260453614E-2},{"$f":"100*SUMPRODUCT($EN5:$EN405,CMF!$H3:$H403,CES!CI$2:CI$402)/SUMPRODUCT($EN5:$EN405,CMF!$G3:$G403)","v":0.17454853580435292},{"$f":"100*SUMPRODUCT($EN5:$EN405,CMF!$H3:$H403,CES!CJ$2:CJ$402)/SUMPRODUCT($EN5:$EN405,CMF!$G3:$G403)","v":0.60447783084855455},{"$f":"100*SUMPRODUCT($EN5:$EN405,CMF!$H3:$H403,CES!CK$2:CK$402)/SUMPRODUCT($EN5:$EN405,CMF!$G3:$G403)","v":0.23423983995501313},{"$f":"100*SUMPRODUCT($EN5:$EN405,CMF!$H3:$H403,CES!CL$2:CL$402)/SUMPRODUCT($EN5:$EN405,CMF!$G3:$G403)","v":0.49098769434540307},{"$f":"100*SUMPRODUCT($EN5:$EN405,CMF!$H3:$H403,CES!CM$2:CM$402)/SUMPRODUCT($EN5:$EN405,CMF!$G3:$G403)","v":0.17918353458057407},{"$f":"100*SUMPRODUCT($EN5:$EN405,CMF!$H3:$H403,CES!CN$2:CN$402)/SUMPRODUCT($EN5:$EN405,CMF!$G3:$G403)","v":0.23787563003443596},{"$f":"100*SUMPRODUCT($EN5:$EN405,CMF!$H3:$H403,CES!CO$2:CO$402)/SUMPRODUCT($EN5:$EN405,CMF!$G3:$G403)","v":0.62821093417812357},{"$f":"100*SUMPRODUCT($EN5:$EN405,CMF!$H3:$H403,CES!CP$2:CP$402)/SUMPRODUCT($EN5:$EN405,CMF!$G3:$G403)","v":0.31022180172809505},{"$f":"100*SUMPRODUCT($EN5:$EN405,CMF!$H3:$H403,CES!CQ$2:CQ$402)/SUMPRODUCT($EN5:$EN405,CMF!$G3:$G403)","v":0.44135820780132495},{"$f":"100*SUMPRODUCT($EN5:$EN405,CMF!$H3:$H403,CES!CR$2:CR$402)/SUMPRODUCT($EN5:$EN405,CMF!$G3:$G403)","v":0.14888768187959475},{"$f":"100*SUMPRODUCT($EN5:$EN405,CMF!$H3:$H403,CES!CS$2:CS$402)/SUMPRODUCT($EN5:$EN405,CMF!$G3:$G403)","v":0.48616039221953017},{"$f":"100*SUMPRODUCT($EN5:$EN405,CMF!$H3:$H403,CES!CT$2:CT$402)/SUMPRODUCT($EN5:$EN405,CMF!$G3:$G403)","v":0.62406616453644614},{"$f":"100*SUMPRODUCT($EN5:$EN405,CMF!$H3:$H403,CES!CU$2:CU$402)/SUMPRODUCT($EN5:$EN405,CMF!$G3:$G403)","v":0.23083511485189914},{"$f":"100*SUMPRODUCT($EN5:$EN405,CMF!$H3:$H403,CES!CV$2:CV$402)/SUMPRODUCT($EN5:$EN405,CMF!$G3:$G403)","v":0.34302465100282326},{"$f":"100*SUMPRODUCT($EN5:$EN405,CMF!$H3:$H403,CES!CW$2:CW$402)/SUMPRODUCT($EN5:$EN405,CMF!$G3:$G403)","v":0.20717714655984373},null,"CES78",42.90422316809687,-6.1270028818006477,-29.008557400775114,38.445856138658854,1.7971343650557614,-22.645840481084129,11.09743908639822,123.15315427631896,4.5042346951654881,-0.29751568854715182,16.463745931877611,16.463745931877611,12,null,null,null,null,null,457,{"$f":"IF(Calculator!$C$3,OFFSET('SPD Library'!B82,0,Calculator!$C$3-1),Calculator!C83)","v":4.4759999999999999E-3},{"$f":"RefCalc!B82","v":9.4310365415709238E-3},{"$f":"RefCalc!F82","v":8.3474026649626318E-2},null,4.4759999999999999E-3,457,9.3580302385427756E-3]
[null,null,null,null,null,null,null,null,null,null,null,null,null,null,null,null,null,null,null,null,"Xw",{"$f":"$V80","v":138.72514247381022},{"$f":"$V80","v":138.72514247381022},138.72514247381022,138.72514247381022,138.72514247381022,138.72514247381022,138.72514247381022,138.72514247381022,138.72514247381022,138.72514247381022,138.72514247381022,138.72514247381022,138.72514247381022,138.72514247381022,138.72514247381022,138.72514247381022,138.72514247381022,138.72514247381022,138.72514247381022,138.72514247381022,138.72514247381022,138.72514247381022,138.72514247381022,138.72514247381022,138.72514247381022,138.72514247381022,138.72514247381022,138.72514247381022,138.72514247381022,138.72514247381022,138.72514247381022,138.72514247381022,138.72514247381022,138.72514247381022,138.72514247381022,138.72514247381022,138.72514247381022,138.72514247381022,138.72514247381022,138.72514247381022,138.72514247381022,138.72514247381022,138.72514247381022,138.72514247381022,138.72514247381022,138.72514247381022,138.72514247381022,138.72514247381022,138.72514247381022,138.72514247381022,138.72514247381022,138.72514247381022,138.72514247381022,138.72514247381022,138.72514247381022,138.72514247381022,138.72514247381022,138.72514247381022,138.72514247381022,138.72514247381022,138.72514247381022,138.72514247381022,138.72514247381022,138.72514247381022,138.72514247381022,{"$f":"$V80","v":138.72514247381022},138.72514247381022,138.72514247381022,138.72514247381022,138.72514247381022,138.72514247381022,138.72514247381022,138.72514247381022,138.72514247381022,138.72514247381022,138.72514247381022,138.72514247381022,138.72514247381022,138.72514247381022,138.72514247381022,138.72514247381022,138.72514247381022,138.72514247381022,138.72514247381022,138.72514247381022,138.72514247381022,138.72514247381022,138.72514247381022,138.72514247381022,138.72514247381022,138.72514247381022,138.72514247381022,138.72514247381022,138.72514247381022,138.72514247381022,138.72514247381022,138.72514247381022,138.72514247381022,138.72514247381022,138.72514247381022,null,"CES79",73.875205315489524,3.4567525999811672,-17.09251274179471,71.100735527850233,2.8259310091246626,-11.764337692239657,6.0402870660850994,36.48506784071494,4.9119353660746539,-0.34938819676338623,2.0740333999135032,2.0740333999135032,13,null,null,null,null,null,458,{"$f":"IF(Calculator!$C$3,OFFSET('SPD Library'!B83,0,Calculator!$C$3-1),Calculator!C84)","v":4.4939999999999997E-3},{"$f":"RefCalc!B83","v":9.4689629619793842E-3},{"$f":"RefCalc!F83","v":8.5826820674084758E-2},null,4.4939999999999997E-3,458,9.6217951305655504E-3]
[null,null,null,null,null,null,null,null,null,null,null,null,null,null,null,null,null,null,null,null,"Yw",{"$f":"$V81","v":100},100,100,100,100,100,100,100,100,100,100,100,100,100,100,100,100,100,100,100,100,100,100,100,100,100,100,100,100,100,100,100,100,100,100,100,100,100,100,100,100,100,100,100,100,100,100,100,100,100,100,100,100,100,100,100,100,100,100,100,100,100,100,100,100,100,100,100,100,100,100,100,100,100,100,100,100,100,100,100,100,100,100,100,100,100,100,100,100,100,100,100,100,100,100,100,100,100,100,100,null,"CES80",66.373866819342879,7.4281517041048026,-18.840263492463457,63.874407866328433,6.3391491945522533,-12.912013123701058,6.5251340184204141,42.577373958347337,5.0879460100540195,-0.33859661693198062,4.6308841389702593,4.6308841389702593,13,null,null,null,null,null,459,{"$f":"IF(Calculator!$C$3,OFFSET('SPD Library'!B84,0,Calculator!$C$3-1),Calculator!C85)","v":4.509E-3},{"$f":"RefCalc!B84","v":9.5005683123197699E-3},{"$f":"RefCalc!F84","v":8.8233144507915279E-2},null,4.509E-3,459,9.8915610937582825E-3]
[null,null,null,null,null,null,null,null,null,null,null,null,null,null,null,null,null,null,null,null,"Zw",1.1444667541526601,{"$f":"$V82","v":1.1444667541526601},1.1444667541526601,1.1444667541526601,1.1444667541526601,1.1444667541526601,1.1444667541526601,1.1444667541526601,1.1444667541526601,1.1444667541526601,1.1444667541526601,1.1444667541526601,1.1444667541526601,1.1444667541526601,1.1444667541526601,1.1444667541526601,1.1444667541526601,1.1444667541526601,1.1444667541526601,1.1444667541526601,1.1444667541526601,1.1444667541526601,1.1444667541526601,1.1444667541526601,1.1444667541526601,1.1444667541526601,1.1444667541526601,1.1444667541526601,1.1444667541526601,1.1444667541526601,1.1444667541526601,1.1444667541526601,1.1444667541526601,1.1444667541526601,1.1444667541526601,1.1444667541526601,1.1444667541526601,1.1444667541526601,1.1444667541526601,1.1444667541526601,1.1444667541526601,1.1444667541526601,1.1444667541526601,1.1444667541526601,1.1444667541526601,1.1444667541526601,1.1444667541526601,1.1444667541526601,1.1444667541526601,1.1444667541526601,1.1444667541526601,1.1444667541526601,1.1444667541526601,1.1444667541526601,1.1444667541526601,1.1444667541526601,1.1444667541526601,1.1444667541526601,1.1444667541526601,1.1444667541526601,1.1444667541526601,1.1444667541526601,1.1444667541526601,1.1444667541526601,1.1444667541526601,1.1444667541526601,1.1444667541526601,1.1444667541526601,1.1444667541526601,1.1444667541526601,1.1444667541526601,1.1444667541526601,1.1444667541526601,1.1444667541526601,1.1444667541526601,1.1444667541526601,1.1444667541526601,1.1444667541526601,1.1444667541526601,1.1444667541526601,1.1444667541526601,1.1444667541526601,1.1444667541526601,1.1444667541526601,1.1444667541526601,1.1444667541526601,1.1444667541526601,1.1444667541526601,1.1444667541526601,1.1444667541526601,1.1444667541526601,1.1444667541526601,1.1444667541526601,1.1444667541526601,1.1444667541526601,1.1444667541526601,1.1444667541526601,1.1444667541526601,1.1444667541526601,1.1444667541526601,null,"CES81",45.600045778015861,15.296766289728339,-20.315055253131383,40.428323337252323,10.679728268958192,-17.170558965978302,7.612595483109148,57.9516099894538,5.3577925517703688,-0.25452366053915099,-5.0981533316661967,-5.0981533316661967,14,null,null,null,null,null,460,{"$f":"IF(Calculator!$C$3,OFFSET('SPD Library'!B85,0,Calculator!$C$3-1),Calculator!C86)","v":4.5170000000000002E-3},{"$f":"RefCalc!B85","v":9.5174244991679761E-3},{"$f":"RefCalc!F85","v":9.0693882282734894E-2},null,4.5170000000000002E-3,460,1.0167427245543946E-2]
[null,null,null,null,null,null,null,null,null,null,null,null,null,null,null,null,null,null,null,null,null,null,null,null,null,null,null,null,null,null,null,null,null,null,null,null,null,null,null,null,null,null,null,null,null,null,null,null,null,null,null,null,null,null,null,null,null,null,null,null,null,null,null,null,null,null,null,null,null,null,null,null,null,null,null,null,null,null,null,null,null,null,null,null,null,null,null,null,null,null,null,null,null,null,null,null,null,null,null,null,null,null,null,null,null,null,null,null,null,null,null,null,null,null,null,null,null,null,null,null,null,null,"CES82",87.560728889895458,3.2768965603042317,-7.5817267855851567,87.018546071442472,2.2752890150495224,-4.5525156306567398,3.2362478434878161,10.47330010447954,5.1203505032934808,-0.40622972416656328,3.1808225956541492,3.1808225956541492,14,null,null,null,null,null,461,{"$f":"IF(Calculator!$C$3,OFFSET('SPD Library'!B86,0,Calculator!$C$3-1),Calculator!C87)","v":4.5189999999999996E-3},{"$f":"RefCalc!B86","v":9.5216385458800259E-3},{"$f":"RefCalc!F86","v":9.3209925586608677E-2},null,4.5189999999999996E-3,461,1.0449493539266214E-2]
[null,null,null,null,null,null,null,null,null,null,null,null,null,null,null,null,null,null,null,null,"k",{"$f":"1/(5*$EI$8+1)","v":1.996007984031936E-3},1.996007984031936E-3,1.996007984031936E-3,1.996007984031936E-3,1.996007984031936E-3,1.996007984031936E-3,1.996007984031936E-3,1.996007984031936E-3,1.996007984031936E-3,1.996007984031936E-3,1.996007984031936E-3,1.996007984031936E-3,1.996007984031936E-3,1.996007984031936E-3,1.996007984031936E-3,1.996007984031936E-3,1.996007984031936E-3,1.996007984031936E-3,1.996007984031936E-3,1.996007984031936E-3,1.996007984031936E-3,1.996007984031936E-3,1.996007984031936E-3,1.996007984031936E-3,1.996007984031936E-3,1.996007984031936E-3,1.996007984031936E-3,1.996007984031936E-3,1.996007984031936E-3,1.996007984031936E-3,1.996007984031936E-3,1.996007984031936E-3,{"$f":"1/(5*$EI$8+1)","v":1.996007984031936E-3},1.996007984031936E-3,1.996007984031936E-3,1.996007984031936E-3,1.996007984031936E-3,1.996007984031936E-3,1.996007984031936E-3,1.996007984031936E-3,1.996007984031936E-3,1.996007984031936E-3,1.996007984031936E-3,1.996007984031936E-3,1.996007984031936E-3,1.996007984031936E-3,1.996007984031936E-3,1.996007984031936E-3,1.996007984031936E-3,1.996007984031936E-3,1.996007984031936E-3,1.996007984031936E-3,1.996007984031936E-3,1.996007984031936E-3,1.996007984031936E-3,1.996007984031936E-3,1.996007984031936E-3,1.996007984031936E-3,1.996007984031936E-3,1.996007984031936E-3,1.996007984031936E-3,1.996007984031936E-3,1.996007984031936E-3,1.996007984031936E-3,{"$f":"1/(5*$EI$8+1)","v":1.996007984031936E-3},1.996007984031936E-3,1.996007984031936E-3,1.996007984031936E-3,1.996007984031936E-3,1.996007984031936E-3,1.996007984031936E-3,1.996007984031936E-3,1.996007984031936E-3,1.996007984031936E-3,1.996007984031936E-3,1.996007984031936E-3,1.996007984031936E-3,1.996007984031936E-3,1.996007984031936E-3,1.996007984031936E-3,1.996007984031936E-3,1.996007984031936E-3,1.996007984031936E-3,1.996007984031936E-3,1.996007984031936E-3,1.996007984031936E-3,1.996007984031936E-3,1.996007984031936E-3,1.996007984031936E-3,1.996007984031936E-3,1.996007984031936E-3,1.996007984031936E-3,1.996007984031936E-3,1.996007984031936E-3,1.996007984031936E-3,1.996007984031936E-3,1.996007984031936E-3,1.996007984031936E-3,1.996007984031936E-3,1.996007984031936E-3,null,"CES83",73.536202574039763,5.8151060400882235,-12.232891125394243,72.791828345923946,3.5354926574478771,-8.1644661766879949,4.7225852802306729,22.302811729051424,5.1561362654882554,-0.37843261950013657,-2.0105873973711255,-2.0105873973711255,14,null,null,null,null,null,462,{"$f":"IF(Calculator!$C$3,OFFSET('SPD Library'!B87,0,Calculator!$C$3-1),Calculator!C88)","v":4.5199999999999997E-3},{"$f":"RefCalc!B87","v":9.5237455692360525E-3},{"$f":"RefCalc!F87","v":9.5782173403916746E-2},null,4.5199999999999997E-3,462,1.0737860757448115E-2]
[null,null,null,null,null,null,null,null,null,null,null,null,null,null,null,null,null,null,null,null,"FL",{"$f":"0.2*V87^4*5*$EI$8+0.1*(1-V87^4)^2*(5*$EI$8)^(1/3)","v":0.79370052754616693},0.79370052754616693,0.79370052754616693,0.79370052754616693,0.79370052754616693,0.79370052754616693,0.79370052754616693,0.79370052754616693,0.79370052754616693,0.79370052754616693,0.79370052754616693,0.79370052754616693,0.79370052754616693,0.79370052754616693,0.79370052754616693,0.79370052754616693,0.79370052754616693,0.79370052754616693,0.79370052754616693,0.79370052754616693,0.79370052754616693,0.79370052754616693,0.79370052754616693,0.79370052754616693,0.79370052754616693,0.79370052754616693,0.79370052754616693,0.79370052754616693,0.79370052754616693,0.79370052754616693,0.79370052754616693,0.79370052754616693,{"$f":"0.2*BB87^4*5*$EI$8+0.1*(1-BB87^4)^2*(5*$EI$8)^(1/3)","v":0.79370052754616693},0.79370052754616693,0.79370052754616693,0.79370052754616693,0.79370052754616693,0.79370052754616693,0.79370052754616693,0.79370052754616693,0.79370052754616693,0.79370052754616693,0.79370052754616693,0.79370052754616693,0.79370052754616693,0.79370052754616693,0.79370052754616693,0.79370052754616693,0.79370052754616693,0.79370052754616693,0.79370052754616693,0.79370052754616693,0.79370052754616693,0.79370052754616693,0.79370052754616693,0.79370052754616693,0.79370052754616693,0.79370052754616693,0.79370052754616693,0.79370052754616693,0.79370052754616693,0.79370052754616693,0.79370052754616693,0.79370052754616693,{"$f":"0.2*CH87^4*5*$EI$8+0.1*(1-CH87^4)^2*(5*$EI$8)^(1/3)","v":0.79370052754616693},0.79370052754616693,0.79370052754616693,0.79370052754616693,0.79370052754616693,0.79370052754616693,0.79370052754616693,0.79370052754616693,0.79370052754616693,0.79370052754616693,0.79370052754616693,0.79370052754616693,0.79370052754616693,0.79370052754616693,0.79370052754616693,0.79370052754616693,0.79370052754616693,0.79370052754616693,0.79370052754616693,0.79370052754616693,0.79370052754616693,0.79370052754616693,0.79370052754616693,0.79370052754616693,0.79370052754616693,0.79370052754616693,0.79370052754616693,0.79370052754616693,0.79370052754616693,0.79370052754616693,0.79370052754616693,0.79370052754616693,{"$f":"0.2*DN87^4*5*$EI$8+0.1*(1-DN87^4)^2*(5*$EI$8)^(1/3)","v":0.79370052754616693},{"$f":"0.2*DO87^4*5*$EI$8+0.1*(1-DO87^4)^2*(5*$EI$8)^(1/3)","v":0.79370052754616693},{"$f":"0.2*DP87^4*5*$EI$8+0.1*(1-DP87^4)^2*(5*$EI$8)^(1/3)","v":0.79370052754616693},{"$f":"0.2*DQ87^4*5*$EI$8+0.1*(1-DQ87^4)^2*(5*$EI$8)^(1/3)","v":0.79370052754616693},null,"CES84",28.665365570574046,8.3832606447823963,-4.6610905415935937,27.307573748543287,8.7527763904898457,-3.3680203830940867,1.9110653973899692,3.6521709531012809,5.7757474608043857,-2.4720675354870561E-2,8.0275954527072031,8.0275954527072031,15,null,null,null,null,null,463,{"$f":"IF(Calculator!$C$3,OFFSET('SPD Library'!B88,0,Calculator!$C$3-1),Calculator!C89)","v":4.5209999999999998E-3},{"$f":"RefCalc!B88","v":9.5258525925920774E-3},{"$f":"RefCalc!F88","v":9.8411532053296349E-2},null,4.5209999999999998E-3,463,1.1032630504834903E-2]
[null,null,null,null,null,null,null,null,null,null,null,null,null,null,null,null,null,null,null,null,"n",{"$f":"$EI$9/V84","v":0.2},0.2,0.2,0.2,0.2,0.2,0.2,0.2,0.2,0.2,0.2,0.2,0.2,0.2,0.2,0.2,0.2,0.2,0.2,0.2,0.2,0.2,0.2,0.2,0.2,0.2,0.2,0.2,0.2,0.2,0.2,0.2,{"$f":"$EI$9/BB84","v":0.2},0.2,0.2,0.2,0.2,0.2,0.2,0.2,0.2,0.2,0.2,0.2,0.2,0.2,0.2,0.2,0.2,0.2,0.2,0.2,0.2,0.2,0.2,0.2,0.2,0.2,0.2,0.2,0.2,0.2,0.2,0.2,{"$f":"$EI$9/CH84","v":0.2},0.2,0.2,0.2,0.2,0.2,0.2,0.2,0.2,0.2,0.2,0.2,0.2,0.2,0.2,0.2,0.2,0.2,0.2,0.2,0.2,0.2,0.2,0.2,0.2,0.2,0.2,0.2,0.2,0.2,0.2,0.2,0.2,0.2,0.2,0.2,null,"CES85",42.561856060964544,12.525051280715051,-8.7603956703777897,40.311993533925154,8.0831588106214394,-6.3920810321774697,5.5137287140341158,30.401204331964305,5.6728420463414162,-0.36474555378875612,-3.3665014192780518,-3.3665014192780518,15,null,null,null,null,null,464,{"$f":"IF(Calculator!$C$3,OFFSET('SPD Library'!B89,0,Calculator!$C$3-1),Calculator!C90)","v":4.522E-3},{"$f":"RefCalc!B89","v":9.5279596159481041E-3},{"$f":"RefCalc!F89","v":0.10109891512368313},null,4.522E-3,464,1.1333905201223831E-2]
[null,null,null,null,null,null,null,null,null,null,null,null,null,null,null,null,null,null,null,null,"Nbb",{"$f":"0.725*(1/V89)^0.2","v":1.0003040045593807},{"$f":"0.725*(1/W89)^0.2","v":1.0003040045593807},1.0003040045593807,1.0003040045593807,1.0003040045593807,1.0003040045593807,1.0003040045593807,1.0003040045593807,1.0003040045593807,1.0003040045593807,1.0003040045593807,1.0003040045593807,1.0003040045593807,1.0003040045593807,1.0003040045593807,1.0003040045593807,1.0003040045593807,1.0003040045593807,{"$f":"0.725*(1/AN89)^0.2","v":1.0003040045593807},1.0003040045593807,1.0003040045593807,1.0003040045593807,1.0003040045593807,1.0003040045593807,1.0003040045593807,1.0003040045593807,1.0003040045593807,1.0003040045593807,1.0003040045593807,1.0003040045593807,1.0003040045593807,1.0003040045593807,1.0003040045593807,1.0003040045593807,1.0003040045593807,1.0003040045593807,1.0003040045593807,1.0003040045593807,1.0003040045593807,1.0003040045593807,1.0003040045593807,1.0003040045593807,1.0003040045593807,1.0003040045593807,1.0003040045593807,1.0003040045593807,1.0003040045593807,1.0003040045593807,1.0003040045593807,1.0003040045593807,1.0003040045593807,1.0003040045593807,1.0003040045593807,1.0003040045593807,1.0003040045593807,1.0003040045593807,1.0003040045593807,1.0003040045593807,1.0003040045593807,1.0003040045593807,1.0003040045593807,1.0003040045593807,1.0003040045593807,1.0003040045593807,1.0003040045593807,1.0003040045593807,1.0003040045593807,1.0003040045593807,1.0003040045593807,1.0003040045593807,1.0003040045593807,1.0003040045593807,1.0003040045593807,1.0003040045593807,1.0003040045593807,1.0003040045593807,1.0003040045593807,1.0003040045593807,1.0003040045593807,1.0003040045593807,1.0003040045593807,1.0003040045593807,{"$f":"0.725*(1/CZ89)^0.2","v":1.0003040045593807},1.0003040045593807,1.0003040045593807,1.0003040045593807,1.0003040045593807,1.0003040045593807,1.0003040045593807,1.0003040045593807,1.0003040045593807,1.0003040045593807,1.0003040045593807,1.0003040045593807,1.0003040045593807,1.0003040045593807,1.0003040045593807,1.0003040045593807,1.0003040045593807,1.0003040045593807,null,"CES86",67.585847733337829,18.835873402951506,-13.594266697570031,63.36693583734953,12.051658846720008,-11.986741738506344,8.1491669037459058,66.408921225107633,5.6580290051092206,-0.3221125637251685,-9.0264521243047966,-9.0264521243047966,15,null,null,null,null,null,465,{"$f":"IF(Calculator!$C$3,OFFSET('SPD Library'!B90,0,Calculator!$C$3-1),Calculator!C91)","v":4.522E-3},{"$f":"RefCalc!B90","v":9.5279596159481041E-3},{"$f":"RefCalc!F90","v":0.10384524340845556},null,4.522E-3,465,1.1641788074081274E-2]
[null,null,null,null,null,null,null,null,null,null,null,null,null,null,null,null,null,null,null,null,"Ncb",{"$f":"0.725*(1/V89)^0.2","v":1.0003040045593807},{"$f":"0.725*(1/W89)^0.2","v":1.0003040045593807},1.0003040045593807,1.0003040045593807,1.0003040045593807,1.0003040045593807,1.0003040045593807,1.0003040045593807,1.0003040045593807,1.0003040045593807,1.0003040045593807,1.0003040045593807,1.0003040045593807,1.0003040045593807,1.0003040045593807,1.0003040045593807,1.0003040045593807,1.0003040045593807,{"$f":"0.725*(1/AN89)^0.2","v":1.0003040045593807},1.0003040045593807,1.0003040045593807,1.0003040045593807,1.0003040045593807,1.0003040045593807,1.0003040045593807,1.0003040045593807,1.0003040045593807,1.0003040045593807,1.0003040045593807,1.0003040045593807,1.0003040045593807,1.0003040045593807,1.0003040045593807,1.0003040045593807,1.0003040045593807,1.0003040045593807,1.0003040045593807,1.0003040045593807,1.0003040045593807,1.0003040045593807,1.0003040045593807,1.0003040045593807,1.0003040045593807,1.0003040045593807,1.0003040045593807,1.0003040045593807,1.0003040045593807,1.0003040045593807,1.0003040045593807,1.0003040045593807,1.0003040045593807,1.0003040045593807,1.0003040045593807,1.0003040045593807,1.0003040045593807,1.0003040045593807,1.0003040045593807,1.0003040045593807,1.0003040045593807,1.0003040045593807,1.0003040045593807,1.0003040045593807,1.0003040045593807,1.0003040045593807,1.0003040045593807,1.0003040045593807,1.0003040045593807,1.0003040045593807,1.0003040045593807,1.0003040045593807,1.0003040045593807,1.0003040045593807,1.0003040045593807,1.0003040045593807,1.0003040045593807,1.0003040045593807,1.0003040045593807,1.0003040045593807,1.0003040045593807,1.0003040045593807,1.0003040045593807,1.0003040045593807,{"$f":"0.725*(1/CZ89)^0.2","v":1.0003040045593807},1.0003040045593807,1.0003040045593807,1.0003040045593807,1.0003040045593807,1.0003040045593807,1.0003040045593807,1.0003040045593807,1.0003040045593807,1.0003040045593807,1.0003040045593807,1.0003040045593807,1.0003040045593807,1.0003040045593807,1.0003040045593807,1.0003040045593807,1.0003040045593807,1.0003040045593807,null,"CES87",41.607937812241403,19.913650969146069,-13.92172963314316,38.762844701464793,18.476186977541236,-10.580356041141503,4.6179687111840728,21.325635017475086,5.6730603787736689,-0.15575171892810744,5.1600493800124241,5.1600493800124241,15,null,null,null,null,null,466,{"$f":"IF(Calculator!$C$3,OFFSET('SPD Library'!B91,0,Calculator!$C$3-1),Calculator!C92)","v":4.463E-3},{"$f":"RefCalc!B91","v":9.4036452379425896E-3},{"$f":"RefCalc!F91","v":0.10665144483771259},null,4.463E-3,466,1.1956383150950574E-2]
[null,null,null,null,null,null,null,null,null,null,null,null,null,null,null,null,null,null,null,null,"z",{"$f":"1.48+V89^(1/2)","v":1.9272135954999579},{"$f":"1.48+W89^(1/2)","v":1.9272135954999579},1.9272135954999579,1.9272135954999579,1.9272135954999579,1.9272135954999579,1.9272135954999579,1.9272135954999579,1.9272135954999579,1.9272135954999579,1.9272135954999579,1.9272135954999579,1.9272135954999579,1.9272135954999579,1.9272135954999579,1.9272135954999579,1.9272135954999579,1.9272135954999579,{"$f":"1.48+AN89^(1/2)","v":1.9272135954999579},1.9272135954999579,1.9272135954999579,1.9272135954999579,1.9272135954999579,1.9272135954999579,1.9272135954999579,1.9272135954999579,1.9272135954999579,1.9272135954999579,1.9272135954999579,1.9272135954999579,1.9272135954999579,1.9272135954999579,1.9272135954999579,1.9272135954999579,1.9272135954999579,1.9272135954999579,1.9272135954999579,1.9272135954999579,1.9272135954999579,1.9272135954999579,1.9272135954999579,1.9272135954999579,1.9272135954999579,1.9272135954999579,1.9272135954999579,1.9272135954999579,1.9272135954999579,1.9272135954999579,1.9272135954999579,1.9272135954999579,1.9272135954999579,1.9272135954999579,1.9272135954999579,1.9272135954999579,1.9272135954999579,1.9272135954999579,1.9272135954999579,1.9272135954999579,1.9272135954999579,1.9272135954999579,1.9272135954999579,1.9272135954999579,1.9272135954999579,1.9272135954999579,1.9272135954999579,1.9272135954999579,1.9272135954999579,1.9272135954999579,1.9272135954999579,1.9272135954999579,1.9272135954999579,1.9272135954999579,1.9272135954999579,1.9272135954999579,1.9272135954999579,1.9272135954999579,1.9272135954999579,1.9272135954999579,1.9272135954999579,1.9272135954999579,1.9272135954999579,1.9272135954999579,{"$f":"1.48+CZ89^(1/2)","v":1.9272135954999579},1.9272135954999579,1.9272135954999579,1.9272135954999579,1.9272135954999579,1.9272135954999579,1.9272135954999579,1.9272135954999579,1.9272135954999579,1.9272135954999579,1.9272135954999579,1.9272135954999579,1.9272135954999579,1.9272135954999579,1.9272135954999579,1.9272135954999579,1.9272135954999579,1.9272135954999579,null,"CES88",64.839253506075224,22.21427827367128,-9.2466624361758551,62.881146837288846,17.797361834438473,-7.6068225078207279,5.1021963455102801,26.032407548138458,5.8887504549745993,-0.24100181157579531,-0.54303732475494826,-0.54303732475494826,15,null,null,null,null,null,467,{"$f":"IF(Calculator!$C$3,OFFSET('SPD Library'!B92,0,Calculator!$C$3-1),Calculator!C93)","v":4.3229999999999996E-3},{"$f":"RefCalc!B92","v":9.1086619680989939E-3},{"$f":"RefCalc!F92","v":0.10951845440868935},null,4.3229999999999996E-3,467,1.2277795251651147E-2]
[null,null,null,null,null,null,null,null,null,null,null,null,null,null,null,null,null,null,null,null,"R",{"$f":"MMULT($EH$17:$EJ$19,V80:V82)","v":144.43192300393375},{"$f":"MMULT($EH$17:$EJ$19,W80:W82)","v":103.87468843042643},{"$f":"MMULT($EH$17:$EJ$19,X80:X82)","v":54.229231317131578},{"$f":"MMULT($EH$17:$EJ$19,Y80:Y82)","v":9.7177926185733341},{"$f":"MMULT($EH$17:$EJ$19,Z80:Z82)","v":65.987501648755384},{"$f":"MMULT($EH$17:$EJ$19,AA80:AA82)","v":32.442119823009698},{"$f":"MMULT($EH$17:$EJ$19,AB80:AB82)","v":30.193798382674345},{"$f":"MMULT($EH$17:$EJ$19,AC80:AC82)","v":22.706901054149341},{"$f":"MMULT($EH$17:$EJ$19,AD80:AD82)","v":20.184140065039671},{"$f":"MMULT($EH$17:$EJ$19,AE80:AE82)","v":7.4065346589861267},{"$f":"MMULT($EH$17:$EJ$19,AF80:AF82)","v":92.110273319339314},{"$f":"MMULT($EH$17:$EJ$19,AG80:AG82)","v":50.708950022893099},{"$f":"MMULT($EH$17:$EJ$19,AH80:AH82)","v":64.383822878081247},{"$f":"MMULT($EH$17:$EJ$19,AI80:AI82)","v":22.000463148255953},{"$f":"MMULT($EH$17:$EJ$19,AJ80:AJ82)","v":65.806529949496209},{"$f":"MMULT($EH$17:$EJ$19,AK80:AK82)","v":63.495889770271177},{"$f":"MMULT($EH$17:$EJ$19,AL80:AL82)","v":25.9726675625346},{"$f":"MMULT($EH$17:$EJ$19,AM80:AM82)","v":29.673829484257997},{"$f":"MMULT($EH$17:$EJ$19,AN80:AN82)","v":36.389919517587138},{"$f":"MMULT($EH$17:$EJ$19,AO80:AO82)","v":72.447037059379056},{"$f":"MMULT($EH$17:$EJ$19,AP80:AP82)","v":61.874420722427516},{"$f":"MMULT($EH$17:$EJ$19,AQ80:AQ82)","v":117.89335168650932},{"$f":"MMULT($EH$17:$EJ$19,AR80:AR82)","v":93.206092841646864},{"$f":"MMULT($EH$17:$EJ$19,AS80:AS82)","v":117.65793353628331},{"$f":"MMULT($EH$17:$EJ$19,AT80:AT82)","v":123.43314805195376},{"$f":"MMULT($EH$17:$EJ$19,AU80:AU82)","v":70.878639380130295},{"$f":"MMULT($EH$17:$EJ$19,AV80:AV82)","v":122.27632271326357},{"$f":"MMULT($EH$17:$EJ$19,AW80:AW82)","v":63.796745562428207},{"$f":"MMULT($EH$17:$EJ$19,AX80:AX82)","v":17.267358775345762},{"$f":"MMULT($EH$17:$EJ$19,AY80:AY82)","v":106.21622252717984},{"$f":"MMULT($EH$17:$EJ$19,AZ80:AZ82)","v":46.632025153753382},{"$f":"MMULT($EH$17:$EJ$19,BA80:BA82)","v":110.76010827941413},{"$f":"MMULT($EH$17:$EJ$19,BB80:BB82)","v":71.16907529674593},{"$f":"MMULT($EH$17:$EJ$19,BC80:BC82)","v":110.41469839763971},{"$f":"MMULT($EH$17:$EJ$19,BD80:BD82)","v":43.503995688555321},{"$f":"MMULT($EH$17:$EJ$19,BE80:BE82)","v":17.202060548116311},{"$f":"MMULT($EH$17:$EJ$19,BF80:BF82)","v":78.65633303843056},{"$f":"MMULT($EH$17:$EJ$19,BG80:BG82)","v":22.18844996181916},{"$f":"MMULT($EH$17:$EJ$19,BH80:BH82)","v":95.976722066324328},{"$f":"MMULT($EH$17:$EJ$19,BI80:BI82)","v":10.818681324557794},{"$f":"MMULT($EH$17:$EJ$19,BJ80:BJ82)","v":22.969399662888442},{"$f":"MMULT($EH$17:$EJ$19,BK80:BK82)","v":98.254766801094419},{"$f":"MMULT($EH$17:$EJ$19,BL80:BL82)","v":46.29768412183595},{"$f":"MMULT($EH$17:$EJ$19,BM80:BM82)","v":54.066368827363824},{"$f":"MMULT($EH$17:$EJ$19,BN80:BN82)","v":7.0848900116130809},{"$f":"MMULT($EH$17:$EJ$19,BO80:BO82)","v":29.658740498485216},{"$f":"MMULT($EH$17:$EJ$19,BP80:BP82)","v":43.819427028086125},{"$f":"MMULT($EH$17:$EJ$19,BQ80:BQ82)","v":49.347834719591837},{"$f":"MMULT($EH$17:$EJ$19,BR80:BR82)","v":63.029330918729357},{"$f":"MMULT($EH$17:$EJ$19,BS80:BS82)","v":16.653921583194574},{"$f":"MMULT($EH$17:$EJ$19,BT80:BT82)","v":23.555416991134429},{"$f":"MMULT($EH$17:$EJ$19,BU80:BU82)","v":28.633720783784199},{"$f":"MMULT($EH$17:$EJ$19,BV80:BV82)","v":10.967692133734438},{"$f":"MMULT($EH$17:$EJ$19,BW80:BW82)","v":13.549426106212902},{"$f":"MMULT($EH$17:$EJ$19,BX80:BX82)","v":86.588223823866471},{"$f":"MMULT($EH$17:$EJ$19,BY80:BY82)","v":74.493191783489422},{"$f":"MMULT($EH$17:$EJ$19,BZ80:BZ82)","v":38.273595386276426},{"$f":"MMULT($EH$17:$EJ$19,CA80:CA82)","v":19.707053357929155},{"$f":"MMULT($EH$17:$EJ$19,CB80:CB82)","v":16.051663705809254},{"$f":"MMULT($EH$17:$EJ$19,CC80:CC82)","v":84.744186754042843},{"$f":"MMULT($EH$17:$EJ$19,CD80:CD82)","v":95.534954281382184},{"$f":"MMULT($EH$17:$EJ$19,CE80:CE82)","v":59.530141893784347},{"$f":"MMULT($EH$17:$EJ$19,CF80:CF82)","v":45.122045178902113},{"$f":"MMULT($EH$17:$EJ$19,CG80:CG82)","v":10.673877004702371},{"$f":"MMULT($EH$17:$EJ$19,CH80:CH82)","v":19.98266185086004},{"$f":"MMULT($EH$17:$EJ$19,CI80:CI82)","v":11.770369938894211},{"$f":"MMULT($EH$17:$EJ$19,CJ80:CJ82)","v":10.065953091931572},{"$f":"MMULT($EH$17:$EJ$19,CK80:CK82)","v":11.84459283512791},{"$f":"MMULT($EH$17:$EJ$19,CL80:CL82)","v":32.928241815619884},{"$f":"MMULT($EH$17:$EJ$19,CM80:CM82)","v":24.083758565221558},{"$f":"MMULT($EH$17:$EJ$19,CN80:CN82)","v":44.716930117345925},{"$f":"MMULT($EH$17:$EJ$19,CO80:CO82)","v":7.4374203162131201},{"$f":"MMULT($EH$17:$EJ$19,CP80:CP82)","v":63.78574154949456},{"$f":"MMULT($EH$17:$EJ$19,CQ80:CQ82)","v":20.578986374861739},{"$f":"MMULT($EH$17:$EJ$19,CR80:CR82)","v":6.6758411912327515},{"$f":"MMULT($EH$17:$EJ$19,CS80:CS82)","v":7.0267228268143995},{"$f":"MMULT($EH$17:$EJ$19,CT80:CT82)","v":13.540625150569838},{"$f":"MMULT($EH$17:$EJ$19,CU80:CU82)","v":13.191860695857237},{"$f":"MMULT($EH$17:$EJ$19,CV80:CV82)","v":11.912618054435441},{"$f":"MMULT($EH$17:$EJ$19,CW80:CW82)","v":54.139090274465694},{"$f":"MMULT($EH$17:$EJ$19,CX80:CX82)","v":41.681189095023861},{"$f":"MMULT($EH$17:$EJ$19,CY80:CY82)","v":14.632360311158836},{"$f":"MMULT($EH$17:$EJ$19,CZ80:CZ82)","v":95.087066230751006},{"$f":"MMULT($EH$17:$EJ$19,DA80:DA82)","v":58.180275900524144},{"$f":"MMULT($EH$17:$EJ$19,DB80:DB82)","v":6.7473986500416139},{"$f":"MMULT($EH$17:$EJ$19,DC80:DC82)","v":14.863286567509276},{"$f":"MMULT($EH$17:$EJ$19,DD80:DD82)","v":42.11991323718992},{"$f":"MMULT($EH$17:$EJ$19,DE80:DE82)","v":14.651612448558758},{"$f":"MMULT($EH$17:$EJ$19,DF80:DF82)","v":43.375506578252725},{"$f":"MMULT($EH$17:$EJ$19,DG80:DG82)","v":14.461764527580645},{"$f":"MMULT($EH$17:$EJ$19,DH80:DH82)","v":20.687711035475097},{"$f":"MMULT($EH$17:$EJ$19,DI80:DI82)","v":77.678949569570818},{"$f":"MMULT($EH$17:$EJ$19,DJ80:DJ82)","v":31.919267129181279},{"$f":"MMULT($EH$17:$EJ$19,DK80:DK82)","v":50.707107998359454},{"$f":"MMULT($EH$17:$EJ$19,DL80:DL82)","v":15.625532471500808},{"$f":"MMULT($EH$17:$EJ$19,DM80:DM82)","v":58.199131910682866},{"$f":"MMULT($EH$17:$EJ$19,DN80:DN82)","v":78.544734764260227},{"$f":"MMULT($EH$17:$EJ$19,DO80:DO82)","v":35.684559482051661},{"$f":"MMULT($EH$17:$EJ$19,DP80:DP82)","v":59.488573468637021},{"$f":"MMULT($EH$17:$EJ$19,DQ80:DQ82)","v":35.576831102187867},null,"CES89",40.931028171547553,21.72621775927853,-7.6717845634815758,38.988822509217108,14.144033931157541,-7.1142071422711153,7.8468189107976496,61.572567018851615,5.9437409483760257,-0.37088344310514182,-7.2528847015844349,-7.2528847015844349,16,null,null,null,null,null,468,{"$f":"IF(Calculator!$C$3,OFFSET('SPD Library'!B93,0,Calculator!$C$3-1),Calculator!C94)","v":4.1570000000000001E-3},{"$f":"RefCalc!B93","v":8.7588960909987332E-3},{"$f":"RefCalc!F93","v":0.11244721411433521},null,4.1570000000000001E-3,468,1.2606129980271578E-2]
[null,null,null,null,null,null,null,null,null,null,null,null,null,null,null,null,null,null,null,null,"G",72.149971002627453,45.694095438361863,17.971802929077729,3.6012166728201129,29.026752547773942,9.4504597307021214,12.69256316265621,5.494362655461579,5.232014503223259,3.3119507629321814,32.785301160541636,18.748128484631984,22.352337007507714,7.233305079071064,30.973913918116864,26.423188123308975,9.6919126848080612,12.861149340298283,15.152134111449891,32.864518820916814,21.325016171883153,53.425953825995805,39.936313793306411,57.727827398754442,60.031267856713384,33.586082013240954,57.718987532314081,31.329257569981355,8.6239074651797409,51.138797959512857,22.115958941996723,53.715877669239653,35.722382939186517,53.991732993507327,22.582752464226864,9.0594925804808923,38.760020138801067,12.295575661187373,47.728026438562537,5.1955744013326131,10.791533663175924,49.286147508311103,27.163438451893242,30.857159169781479,3.5471821059709856,17.779946559400248,24.704716225629966,25.448724753209753,37.401352390564753,9.7780732452658405,13.135482475155527,15.014820096651194,6.3549125986819126,9.6074627552792649,48.146378235529461,41.264114969123675,25.265919215907527,14.145996647507657,11.972668882390156,45.697661280867699,48.514852324494896,31.40831966277014,22.769119711729658,5.1311531261614975,13.195885228769329,7.151865138087345,6.2369003215222127,7.3661782883307714,17.549499389297473,11.38014706369988,24.318868913480443,3.7525446297948633,32.307986160272492,11.926885396999547,3.3824547495464721,3.6127041905994259,6.3042860289453486,6.6585842772745023,5.9951121030497569,26.751654733321715,19.729398434034934,6.1037452965107262,46.988484805943344,28.464089040502785,2.8120904874505412,6.6114387751670005,18.257531467181916,4.881886396507733,16.683218044534744,5.5330271638120481,7.3204865663519163,37.208738907393986,12.469545207864286,21.94055505210914,5.2136512935972172,23.12033862367629,33.271875958731897,14.985556919024555,20.887690200172841,9.7546440435600772,null,"CES90",46.564870984203438,22.996399936465664,-7.4090793503929913,45.351878759423393,18.000722367877209,-6.7889896278761919,5.1780938356354325,26.812655770645666,5.971502203356498,-0.25063493700043837,-2.8058889253309189,-2.8058889253309189,16,null,null,null,null,null,469,{"$f":"IF(Calculator!$C$3,OFFSET('SPD Library'!B94,0,Calculator!$C$3-1),Calculator!C95)","v":4.0169999999999997E-3},{"$f":"RefCalc!B94","v":8.4639128211551375E-3},{"$f":"RefCalc!F94","v":0.11543867287007335},null,4.0169999999999997E-3,469,1.2941493716958843E-2]
[null,null,null,null,null,null,null,null,null,null,null,null,null,null,null,null,null,null,null,null,"B",2.9016440334551565,1.9261499791227226,0.86571968208759165,0.17112537180513415,1.1171466797130678,0.46715761311006226,0.50007438210687172,0.30832003868563168,0.28503948448315419,0.14285934517393098,1.2641560961312583,0.66794927763692868,0.83588214310667852,0.30571774873263807,1.2027631045147447,1.0470779650523638,0.36566467357293064,0.4237860662458301,0.56336750990465645,1.0218569313323562,0.76950333059724618,1.6386480783502793,1.2459628109894882,2.0618281474226792,1.8666424935547186,0.94308594636197829,1.7468982329764564,1.068753543301082,0.27155481692804728,1.5262642841783931,0.73159546020008059,1.6077837493742879,0.99326423814296627,1.7835312783431332,0.61988884138540523,0.27742606091226457,1.469317413448036,0.35374685528184663,1.6223339556106937,0.19574135013333024,0.39035675676367759,1.8426514772887597,0.7195040173392685,0.82114806138927121,0.14039866307158777,0.4997402488095859,0.76646145662682197,0.90011064832183085,1.1568449282829067,0.29967399097594799,0.47686781229368935,0.57926580007666606,0.22844965891577609,0.33765251567719834,1.8446153132515972,1.6302350695800898,0.97639731689681908,0.55368830897884946,0.4848738157529553,1.8504962307875918,1.9855087444205606,1.3334671396225057,0.94694835205373162,0.21380518472248577,0.67964974366009501,0.3064544581809992,0.38319542551424646,0.45934173550358903,0.88957679098752351,0.56283228755368397,1.3068117766225467,0.26680042181941727,1.3879569428320722,0.83630393536477188,0.14129458233291933,0.25369039303005714,0.64625986482867215,0.4587542023824871,0.56472451638262966,1.3700354607992251,1.1091870134800013,0.51632201107640441,2.0321210319463994,1.3492577719809626,0.14576277011177957,0.34995533845054594,1.0972084383408875,0.39703220052209676,0.98850216937288138,0.34466095688678661,0.47153460890766458,1.5641189005369567,0.67818623662575706,1.0386464499210306,0.32406523554394406,1.1604348674080502,1.5461525498481898,0.64982133485104088,1.0191568407605553,0.59614295060476563,null,"CES91",81.228951595537637,6.7005070695659796,-2.2942156809058747,80.53338627426723,4.8077580612144359,-1.0946335686974726,2.3463390992565691,5.5053071687001278,5.9533021354689888,-0.32104355327205569,6.0744240648873529,6.0744240648873529,16,null,null,null,null,null,470,{"$f":"IF(Calculator!$C$3,OFFSET('SPD Library'!B95,0,Calculator!$C$3-1),Calculator!C96)","v":3.9579999999999997E-3},{"$f":"RefCalc!B95","v":8.339598443149623E-3},{"$f":"RefCalc!F95","v":0.1184937864387523},null,3.9579999999999997E-3,470,1.3283993609504855E-2]
[null,null,null,null,null,null,null,null,null,null,null,null,null,null,null,null,null,null,null,null,"Rw",{"$f":"MMULT($EH$17:$EJ$19,V83:V85)","v":144.43192300393375},{"$f":"MMULT($EH$17:$EJ$19,W83:W85)","v":144.43192300393375},{"$f":"MMULT($EH$17:$EJ$19,X83:X85)","v":144.43192300393375},{"$f":"MMULT($EH$17:$EJ$19,Y83:Y85)","v":144.43192300393375},{"$f":"MMULT($EH$17:$EJ$19,Z83:Z85)","v":144.43192300393375},{"$f":"MMULT($EH$17:$EJ$19,AA83:AA85)","v":144.43192300393375},{"$f":"MMULT($EH$17:$EJ$19,AB83:AB85)","v":144.43192300393375},{"$f":"MMULT($EH$17:$EJ$19,AC83:AC85)","v":144.43192300393375},{"$f":"MMULT($EH$17:$EJ$19,AD83:AD85)","v":144.43192300393375},{"$f":"MMULT($EH$17:$EJ$19,AE83:AE85)","v":144.43192300393375},{"$f":"MMULT($EH$17:$EJ$19,AF83:AF85)","v":144.43192300393375},{"$f":"MMULT($EH$17:$EJ$19,AG83:AG85)","v":144.43192300393375},{"$f":"MMULT($EH$17:$EJ$19,AH83:AH85)","v":144.43192300393375},{"$f":"MMULT($EH$17:$EJ$19,AI83:AI85)","v":144.43192300393375},{"$f":"MMULT($EH$17:$EJ$19,AJ83:AJ85)","v":144.43192300393375},{"$f":"MMULT($EH$17:$EJ$19,AK83:AK85)","v":144.43192300393375},{"$f":"MMULT($EH$17:$EJ$19,AL83:AL85)","v":144.43192300393375},{"$f":"MMULT($EH$17:$EJ$19,AM83:AM85)","v":144.43192300393375},{"$f":"MMULT($EH$17:$EJ$19,AN83:AN85)","v":144.43192300393375},{"$f":"MMULT($EH$17:$EJ$19,AO83:AO85)","v":144.43192300393375},{"$f":"MMULT($EH$17:$EJ$19,AP83:AP85)","v":144.43192300393375},{"$f":"MMULT($EH$17:$EJ$19,AQ83:AQ85)","v":144.43192300393375},{"$f":"MMULT($EH$17:$EJ$19,AR83:AR85)","v":144.43192300393375},{"$f":"MMULT($EH$17:$EJ$19,AS83:AS85)","v":144.43192300393375},{"$f":"MMULT($EH$17:$EJ$19,AT83:AT85)","v":144.43192300393375},{"$f":"MMULT($EH$17:$EJ$19,AU83:AU85)","v":144.43192300393375},{"$f":"MMULT($EH$17:$EJ$19,AV83:AV85)","v":144.43192300393375},{"$f":"MMULT($EH$17:$EJ$19,AW83:AW85)","v":144.43192300393375},{"$f":"MMULT($EH$17:$EJ$19,AX83:AX85)","v":144.43192300393375},{"$f":"MMULT($EH$17:$EJ$19,AY83:AY85)","v":144.43192300393375},{"$f":"MMULT($EH$17:$EJ$19,AZ83:AZ85)","v":144.43192300393375},{"$f":"MMULT($EH$17:$EJ$19,BA83:BA85)","v":144.43192300393375},{"$f":"MMULT($EH$17:$EJ$19,BB83:BB85)","v":144.43192300393375},{"$f":"MMULT($EH$17:$EJ$19,BC83:BC85)","v":144.43192300393375},{"$f":"MMULT($EH$17:$EJ$19,BD83:BD85)","v":144.43192300393375},{"$f":"MMULT($EH$17:$EJ$19,BE83:BE85)","v":144.43192300393375},{"$f":"MMULT($EH$17:$EJ$19,BF83:BF85)","v":144.43192300393375},{"$f":"MMULT($EH$17:$EJ$19,BG83:BG85)","v":144.43192300393375},{"$f":"MMULT($EH$17:$EJ$19,BH83:BH85)","v":144.43192300393375},{"$f":"MMULT($EH$17:$EJ$19,BI83:BI85)","v":144.43192300393375},{"$f":"MMULT($EH$17:$EJ$19,BJ83:BJ85)","v":144.43192300393375},{"$f":"MMULT($EH$17:$EJ$19,BK83:BK85)","v":144.43192300393375},{"$f":"MMULT($EH$17:$EJ$19,BL83:BL85)","v":144.43192300393375},{"$f":"MMULT($EH$17:$EJ$19,BM83:BM85)","v":144.43192300393375},{"$f":"MMULT($EH$17:$EJ$19,BN83:BN85)","v":144.43192300393375},{"$f":"MMULT($EH$17:$EJ$19,BO83:BO85)","v":144.43192300393375},{"$f":"MMULT($EH$17:$EJ$19,BP83:BP85)","v":144.43192300393375},{"$f":"MMULT($EH$17:$EJ$19,BQ83:BQ85)","v":144.43192300393375},{"$f":"MMULT($EH$17:$EJ$19,BR83:BR85)","v":144.43192300393375},{"$f":"MMULT($EH$17:$EJ$19,BS83:BS85)","v":144.43192300393375},{"$f":"MMULT($EH$17:$EJ$19,BT83:BT85)","v":144.43192300393375},{"$f":"MMULT($EH$17:$EJ$19,BU83:BU85)","v":144.43192300393375},{"$f":"MMULT($EH$17:$EJ$19,BV83:BV85)","v":144.43192300393375},{"$f":"MMULT($EH$17:$EJ$19,BW83:BW85)","v":144.43192300393375},{"$f":"MMULT($EH$17:$EJ$19,BX83:BX85)","v":144.43192300393375},{"$f":"MMULT($EH$17:$EJ$19,BY83:BY85)","v":144.43192300393375},{"$f":"MMULT($EH$17:$EJ$19,BZ83:BZ85)","v":144.43192300393375},{"$f":"MMULT($EH$17:$EJ$19,CA83:CA85)","v":144.43192300393375},{"$f":"MMULT($EH$17:$EJ$19,CB83:CB85)","v":144.43192300393375},{"$f":"MMULT($EH$17:$EJ$19,CC83:CC85)","v":144.43192300393375},{"$f":"MMULT($EH$17:$EJ$19,CD83:CD85)","v":144.43192300393375},{"$f":"MMULT($EH$17:$EJ$19,CE83:CE85)","v":144.43192300393375},{"$f":"MMULT($EH$17:$EJ$19,CF83:CF85)","v":144.43192300393375},{"$f":"MMULT($EH$17:$EJ$19,CG83:CG85)","v":144.43192300393375},{"$f":"MMULT($EH$17:$EJ$19,CH83:CH85)","v":144.43192300393375},{"$f":"MMULT($EH$17:$EJ$19,CI83:CI85)","v":144.43192300393375},{"$f":"MMULT($EH$17:$EJ$19,CJ83:CJ85)","v":144.43192300393375},{"$f":"MMULT($EH$17:$EJ$19,CK83:CK85)","v":144.43192300393375},{"$f":"MMULT($EH$17:$EJ$19,CL83:CL85)","v":144.43192300393375},{"$f":"MMULT($EH$17:$EJ$19,CM83:CM85)","v":144.43192300393375},{"$f":"MMULT($EH$17:$EJ$19,CN83:CN85)","v":144.43192300393375},{"$f":"MMULT($EH$17:$EJ$19,CO83:CO85)","v":144.43192300393375},{"$f":"MMULT($EH$17:$EJ$19,CP83:CP85)","v":144.43192300393375},{"$f":"MMULT($EH$17:$EJ$19,CQ83:CQ85)","v":144.43192300393375},{"$f":"MMULT($EH$17:$EJ$19,CR83:CR85)","v":144.43192300393375},{"$f":"MMULT($EH$17:$EJ$19,CS83:CS85)","v":144.43192300393375},{"$f":"MMULT($EH$17:$EJ$19,CT83:CT85)","v":144.43192300393375},{"$f":"MMULT($EH$17:$EJ$19,CU83:CU85)","v":144.43192300393375},{"$f":"MMULT($EH$17:$EJ$19,CV83:CV85)","v":144.43192300393375},{"$f":"MMULT($EH$17:$EJ$19,CW83:CW85)","v":144.43192300393375},{"$f":"MMULT($EH$17:$EJ$19,CX83:CX85)","v":144.43192300393375},{"$f":"MMULT($EH$17:$EJ$19,CY83:CY85)","v":144.43192300393375},{"$f":"MMULT($EH$17:$EJ$19,CZ83:CZ85)","v":144.43192300393375},{"$f":"MMULT($EH$17:$EJ$19,DA83:DA85)","v":144.43192300393375},{"$f":"MMULT($EH$17:$EJ$19,DB83:DB85)","v":144.43192300393375},{"$f":"MMULT($EH$17:$EJ$19,DC83:DC85)","v":144.43192300393375},{"$f":"MMULT($EH$17:$EJ$19,DD83:DD85)","v":144.43192300393375},{"$f":"MMULT($EH$17:$EJ$19,DE83:DE85)","v":144.43192300393375},{"$f":"MMULT($EH$17:$EJ$19,DF83:DF85)","v":144.43192300393375},{"$f":"MMULT($EH$17:$EJ$19,DG83:DG85)","v":144.43192300393375},{"$f":"MMULT($EH$17:$EJ$19,DH83:DH85)","v":144.43192300393375},{"$f":"MMULT($EH$17:$EJ$19,DI83:DI85)","v":144.43192300393375},{"$f":"MMULT($EH$17:$EJ$19,DJ83:DJ85)","v":144.43192300393375},{"$f":"MMULT($EH$17:$EJ$19,DK83:DK85)","v":144.43192300393375},{"$f":"MMULT($EH$17:$EJ$19,DL83:DL85)","v":144.43192300393375},{"$f":"MMULT($EH$17:$EJ$19,DM83:DM85)","v":144.43192300393375},{"$f":"MMULT($EH$17:$EJ$19,DN83:DN85)","v":144.43192300393375},{"$f":"MMULT($EH$17:$EJ$19,DO83:DO85)","v":144.43192300393375},{"$f":"MMULT($EH$17:$EJ$19,DP83:DP85)","v":144.43192300393375},{"$f":"MMULT($EH$17:$EJ$19,DQ83:DQ85)","v":144.43192300393375},null,"CES92",59.303712092297431,23.068833261351312,-4.0933214976191836,55.333224589223427,15.71495473995083,-4.8290875219677467,8.3896157219605634,70.38565196216787,6.1075736460830345,-0.35592605093783308,-7.0199927907748361,-7.0199927907748361,16,null,null,null,null,null,471,{"$f":"IF(Calculator!$C$3,OFFSET('SPD Library'!B96,0,Calculator!$C$3-1),Calculator!C97)","v":4.0169999999999997E-3},{"$f":"RefCalc!B96","v":8.4639128211551375E-3},{"$f":"RefCalc!F96","v":0.12161351735382016},null,4.0169999999999997E-3,471,1.3633737564733741E-2]
[null,null,null,null,null,null,null,null,null,null,null,null,null,null,null,null,null,null,null,null,"Gw",72.149971002627453,72.149971002627453,72.149971002627453,72.149971002627453,72.149971002627453,72.149971002627453,72.149971002627453,72.149971002627453,72.149971002627453,72.149971002627453,72.149971002627453,72.149971002627453,72.149971002627453,72.149971002627453,72.149971002627453,72.149971002627453,72.149971002627453,72.149971002627453,72.149971002627453,72.149971002627453,72.149971002627453,72.149971002627453,72.149971002627453,72.149971002627453,72.149971002627453,72.149971002627453,72.149971002627453,72.149971002627453,72.149971002627453,72.149971002627453,72.149971002627453,72.149971002627453,72.149971002627453,72.149971002627453,72.149971002627453,72.149971002627453,72.149971002627453,72.149971002627453,72.149971002627453,72.149971002627453,72.149971002627453,72.149971002627453,72.149971002627453,72.149971002627453,72.149971002627453,72.149971002627453,72.149971002627453,72.149971002627453,72.149971002627453,72.149971002627453,72.149971002627453,72.149971002627453,72.149971002627453,72.149971002627453,72.149971002627453,72.149971002627453,72.149971002627453,72.149971002627453,72.149971002627453,72.149971002627453,72.149971002627453,72.149971002627453,72.149971002627453,72.149971002627453,72.149971002627453,72.149971002627453,72.149971002627453,72.149971002627453,72.149971002627453,72.149971002627453,72.149971002627453,72.149971002627453,72.149971002627453,72.149971002627453,72.149971002627453,72.149971002627453,72.149971002627453,72.149971002627453,72.149971002627453,72.149971002627453,72.149971002627453,72.149971002627453,72.149971002627453,72.149971002627453,72.149971002627453,72.149971002627453,72.149971002627453,72.149971002627453,72.149971002627453,72.149971002627453,72.149971002627453,72.149971002627453,72.149971002627453,72.149971002627453,72.149971002627453,72.149971002627453,72.149971002627453,72.149971002627453,72.149971002627453,72.149971002627453,null,"CES93",69.62786286945132,18.192778039332353,-2.9830695221996946,67.668910178548956,11.754680728818759,-3.0967260242032069,6.7304910983734061,45.299510425283657,6.1206615710742449,-0.38873955196486171,-5.4470866489389209,-5.4470866489389209,16,null,null,null,null,null,472,{"$f":"IF(Calculator!$C$3,OFFSET('SPD Library'!B97,0,Calculator!$C$3-1),Calculator!C98)","v":4.1570000000000001E-3},{"$f":"RefCalc!B97","v":8.7588960909987332E-3},{"$f":"RefCalc!F97","v":0.1247988348407333},null,4.1570000000000001E-3,472,1.3990834239691205E-2]
[null,null,null,null,null,null,null,null,null,null,null,null,null,null,null,null,null,null,null,null,"Bw",2.9016440334551565,2.9016440334551565,2.9016440334551565,2.9016440334551565,2.9016440334551565,2.9016440334551565,2.9016440334551565,2.9016440334551565,2.9016440334551565,2.9016440334551565,2.9016440334551565,2.9016440334551565,2.9016440334551565,2.9016440334551565,2.9016440334551565,2.9016440334551565,2.9016440334551565,2.9016440334551565,2.9016440334551565,2.9016440334551565,2.9016440334551565,2.9016440334551565,2.9016440334551565,2.9016440334551565,2.9016440334551565,2.9016440334551565,2.9016440334551565,2.9016440334551565,2.9016440334551565,2.9016440334551565,2.9016440334551565,2.9016440334551565,2.9016440334551565,2.9016440334551565,2.9016440334551565,2.9016440334551565,2.9016440334551565,2.9016440334551565,2.9016440334551565,2.9016440334551565,2.9016440334551565,2.9016440334551565,2.9016440334551565,2.9016440334551565,2.9016440334551565,2.9016440334551565,2.9016440334551565,2.9016440334551565,2.9016440334551565,2.9016440334551565,2.9016440334551565,2.9016440334551565,2.9016440334551565,2.9016440334551565,2.9016440334551565,2.9016440334551565,2.9016440334551565,2.9016440334551565,2.9016440334551565,2.9016440334551565,2.9016440334551565,2.9016440334551565,2.9016440334551565,2.9016440334551565,2.9016440334551565,2.9016440334551565,2.9016440334551565,2.9016440334551565,2.9016440334551565,2.9016440334551565,2.9016440334551565,2.9016440334551565,2.9016440334551565,2.9016440334551565,2.9016440334551565,2.9016440334551565,2.9016440334551565,2.9016440334551565,2.9016440334551565,2.9016440334551565,2.9016440334551565,2.9016440334551565,2.9016440334551565,2.9016440334551565,2.9016440334551565,2.9016440334551565,2.9016440334551565,2.9016440334551565,2.9016440334551565,2.9016440334551565,2.9016440334551565,2.9016440334551565,2.9016440334551565,2.9016440334551565,2.9016440334551565,2.9016440334551565,2.9016440334551565,2.9016440334551565,2.9016440334551565,2.9016440334551565,null,"CES94",43.723378604528868,28.942533898695071,-1.8003602095831601,39.475754910689062,18.448627534950329,-4.3722714392187836,11.609440347778937,134.77910518863754,6.2210607027331726,-0.4229039625758893,-9.7734628178093885,-9.7734628178093885,16,null,null,null,null,null,473,{"$f":"IF(Calculator!$C$3,OFFSET('SPD Library'!B98,0,Calculator!$C$3-1),Calculator!C99)","v":4.3229999999999996E-3},{"$f":"RefCalc!B98","v":9.1086619680989939E-3},{"$f":"RefCalc!F98","v":0.12805071473661944},null,4.3229999999999996E-3,473,1.4355393032638185E-2]
[null,null,null,null,null,null,null,null,null,null,null,null,null,null,null,null,null,null,null,null,"Rc",{"$f":"($EI$14*(V84/V96)+1-$EI$14)*V93","v":100},71.919480312948053,37.546568784280872,6.7282858363027263,45.687615505166505,22.461876258565152,20.905211088169189,15.721525118467678,13.974846865737524,5.1280454521016123,63.774179145167651,35.109239680698558,44.577280104709047,15.232410322236552,45.562316543901382,43.962503890875844,17.982636402221971,20.545201411913485,25.195205298620873,50.159989254872613,42.839851076927296,81.625550110066996,64.532889200061604,81.46255418414583,85.461126241871014,49.074081342945107,84.660177729499068,44.170806727187752,11.955361679201259,73.540682916952463,32.286508539032127,76.686722696614282,{"$f":"($EI$14*(BB84/BB96)+1-$EI$14)*BB93","v":49.275169793874149},76.447572047235326,30.120761936660251,11.910151295048392,54.459105302010187,15.362566322138377,66.451183415809197,7.4905056302983208,15.903270679476341,68.028428035551642,32.055021603897764,37.433808054948678,4.9053490836787628,20.534754285364897,30.339156411351428,34.166847393043291,43.639473606546588,11.530637574313117,16.309010155942378,19.825063731239201,7.59367590323901,9.3811851455054498,59.950890373112429,51.5766807186113,26.499401649062033,13.644527434141006,11.113653666005728,58.674138647129105,66.145317665527585,41.216748109185659,31.241047159410297,7.3902477947424803,{"$f":"($EI$14*(CH84/CH96)+1-$EI$14)*CH93","v":13.835349855665767},8.1494240982816741,6.9693409064818832,8.2008136350890446,22.798451430105967,16.67481680249152,30.960558571340226,5.1494296839145139,44.163187903935402,14.248225701669325,4.6221368880139666,4.8650760030544076,9.3750916479877127,9.1336184006204384,8.2479121005063334,37.484158036856684,28.85870950696172,10.130973822705601,65.835214440896991,40.282144480579646,4.6716809620113144,10.290859706343769,29.162467937259784,10.144303381018965,30.031800225405398,10.012858810435393,14.323503146123482,53.782396546402801,22.099869935479518,35.107964322387645,10.818614158502363,40.295199773181551,54.381838260313806,24.706836785022766,41.187967473795105,24.632249133191209,null,"CES95",73.249560234965543,23.295589515616598,-2.0165926916473973,70.620763760818832,16.76676099420925,-3.105840284284668,7.1219823843150811,50.722633082494326,6.196835139660732,-0.32525766004365686,-5.5468992910914494,-5.5468992910914494,16,null,null,null,null,null,474,{"$f":"IF(Calculator!$C$3,OFFSET('SPD Library'!B99,0,Calculator!$C$3-1),Calculator!C100)","v":4.463E-3},{"$f":"RefCalc!B99","v":9.4036452379425896E-3},{"$f":"RefCalc!F99","v":0.13137013940822559},null,4.463E-3,474,1.4727524073852241E-2]
[null,null,null,null,null,null,null,null,null,null,null,null,null,null,null,null,null,null,null,null,"Gc",{"$f":"($EI$14*(V84/V97)+1-$EI$14)*V94","v":100.00000000000001},63.332105063074586,24.908953779653299,4.9912933058406486,40.231135431387614,13.098355549384724,17.591917205613282,7.6151973162421562,7.2515822674866044,4.5903701926804263,45.440491111698037,25.98494250808395,30.980382523914972,10.025374894201486,42.92990487409746,36.622590080246511,13.433009812928567,17.825577975395063,21.00088731968874,45.550286942901202,29.556513849612735,74.048475811653788,55.351808515421403,80.010880942214371,83.203453892624935,46.550374929489394,79.998628870151805,43.422411866028959,11.952752503345689,70.878473336670595,30.652762065824444,74.450310821723704,{"$f":"($EI$14*(BB84/BB97)+1-$EI$14)*BB94","v":49.511292163770428},74.832646837156929,31.299738794634415,12.556474319512862,53.72146322469009,17.041691757214444,66.151137381364236,7.201076215461554,14.957086625555171,68.310696211529006,37.648578474001113,42.768082566045344,4.9164012911963741,24.6430404784955,34.240784691001899,35.271981955866622,51.838347085687296,13.55242851713656,18.205804233347756,20.810569828370973,8.8079212096294395,13.315962046511974,66.730973784835115,57.192143525076375,35.018613125967065,19.606378839698369,16.594142334380361,63.337047327716256,67.241679588101505,43.531992080255115,31.558044161792509,7.1117882029012032,{"$f":"($EI$14*(CH84/CH97)+1-$EI$14)*CH94","v":18.289522567221521},9.9124989777568988,8.64435596418339,10.209537420413545,24.323640252964733,15.772905942381398,33.705999566645474,5.2010341482440916,44.778931593882348,16.530686334669785,4.6880888551199762,5.0072150278034959,8.7377526856050558,9.2288107462053173,8.3092370235761237,37.077845439948291,27.344984564604271,8.4598028407917862,65.126131241594251,39.451282717031475,3.8975628796138184,9.1634669886786728,25.304974088647995,6.7663040312655873,23.122972625903344,7.6687863999426344,10.14620860496996,51.571384423756697,17.282813886938623,30.409651933623291,7.2261308232644401,32.044834256183314,46.114884727424567,20.770011007320896,28.950379203079908,13.519955598048471,null,"CES96",80.872704228952074,20.404729042566689,-0.78383237617679591,79.632704790774824,14.0218839653744,-2.028063648463303,6.6201526678055878,43.82642134505344,6.2447899351923901,-0.35691403386123771,-6.0300449467172825,-6.0300449467172825,16,null,null,null,null,null,475,{"$f":"IF(Calculator!$C$3,OFFSET('SPD Library'!B100,0,Calculator!$C$3-1),Calculator!C101)","v":4.522E-3},{"$f":"RefCalc!B100","v":9.5279596159481041E-3},{"$f":"RefCalc!F100","v":0.13475809766815733},null,4.522E-3,475,1.5107338216237378E-2]
[null,null,null,null,null,null,null,null,null,null,null,null,null,null,null,null,null,null,null,null,"Bc",{"$f":"($EI$14*(V84/V98)+1-$EI$14)*V95","v":99.999999999999986},66.381332682946066,29.835488850668174,5.8975315315078536,38.500473070875479,16.09975612872784,17.234174017941271,10.625701675697863,9.8233787879122119,4.9233932049142508,43.566891098835235,23.019683666764685,28.807191146439315,10.536018381572536,41.451090852193353,36.085679462395909,12.601982509119576,14.60503291788012,19.415459077997998,35.216481399876315,26.519563451790937,56.4730910979127,42.939891889697016,71.057239401193542,64.330513048218336,32.501779525277982,60.203740115438031,36.832689708959741,9.3586537079357424,52.599983546602758,25.213136131275455,55.409406903017185,{"$f":"($EI$14*(BB84/BB98)+1-$EI$14)*BB95","v":34.231085091448264},61.466232859010567,21.3633662240529,9.5609956877417925,50.637410947284053,12.191256101825131,55.910853878202488,6.7458774362563556,13.452951232576142,63.50370534922601,24.796426062038805,28.299407229889681,4.8385901734613155,17.222658708226042,26.414730676462462,31.020712325281906,39.868602590283416,10.327731021475735,16.434400870524943,19.963365367973839,7.8731111150028887,11.636593316897518,63.571385462299666,56.183151716197038,33.649796654559516,19.081882636015159,16.710313538204332,63.774060823859848,68.427026938114793,45.95557291824899,32.634890466772553,7.3684153623728781,{"$f":"($EI$14*(CH84/CH98)+1-$EI$14)*CH95","v":23.422919414784189},10.561407762208724,13.206148690056695,15.830395810358034,30.65768167049259,19.397013591756352,45.03694324856415,9.1948019379111248,47.833467056238142,28.821727466305919,4.8694664370898604,8.7429881165669094,22.272196636716078,15.810147526477316,19.462225892339358,47.215835057749793,38.226157333269704,17.794119648149593,70.033436511046958,46.499768973188715,5.0234545806161943,12.060588218804831,37.813337049285728,13.683008527042766,34.066968862331962,11.878126776163468,16.250601502837714,53.904575561409203,23.372482248217096,35.795102291863614,11.168331876948416,39.992323456239141,53.285397244509547,22.394936365687169,35.123427581397223,20.545006338868639,null,"CES97",55.522520298946901,20.749131539355272,1.7728836930725853,58.24061043892862,11.430542237592325,0.74092961058453866,9.7616110254588833,{"$f":"DZ101^2","v":95.289049812360432},8.5236728972981554E-2,-0.50890211792803552,-1.1749715282656896,-1.1749715282656896,1,null,null,null,null,null,476,{"$f":"IF(Calculator!$C$3,OFFSET('SPD Library'!B101,0,Calculator!$C$3-1),Calculator!C102)","v":4.4359999999999998E-3},{"$f":"RefCalc!B101","v":9.3467556073298964E-3},{"$f":"RefCalc!F101","v":0.13821558468944822},null,4.4359999999999998E-3,476,1.5494947025746681E-2]
[null,null,null,null,null,null,null,null,null,null,null,null,null,null,null,null,null,null,null,null,"Rcw",{"$f":"($EI$14*(V84/V96)+1-$EI$14)*V96","v":100},100,100,100,100,100,100,100,100,100,100,100,100,100,100,100,100,100,100,100,100,100,100,100,100,100,100,100,100,100,100,100,{"$f":"($EI$14*(BB84/BB96)+1-$EI$14)*BB96","v":100},100,100,100,100,100,100,100,100,100,100,100,100,100,100,100,100,100,100,100,100,100,100,100,100,100,100,100,100,100,100,100,{"$f":"($EI$14*(CH84/CH96)+1-$EI$14)*CH96","v":100},100,100,100,100,100,100,100,100,100,100,100,100,100,100,100,100,100,100,100,100,100,100,100,100,100,100,100,100,100,100,100,100,100,100,100,null,"CES98",69.359669868899999,30.166720194600412,4.4678425364849188,69.922167994902637,21.669211652629837,0.4224458612829145,9.4281116785045977,{"$f":"DZ102^2","v":88.889289822354783},0.14703614798729814,-0.36364019795936031,-7.3076988607152336,-7.3076988607152336,1,null,null,null,null,null,477,{"$f":"IF(Calculator!$C$3,OFFSET('SPD Library'!B102,0,Calculator!$C$3-1),Calculator!C103)","v":4.2300000000000003E-3},{"$f":"RefCalc!B102","v":8.9127087959886067E-3},{"$f":"RefCalc!F102","v":0.14174360191846561},null,4.2300000000000003E-3,477,1.5890462771618423E-2]
[null,null,null,null,null,null,null,null,null,null,null,null,null,null,null,null,null,null,null,null,"Gcw",{"$f":"($EI$14*(V84/V97)+1-$EI$14)*V97","v":100.00000000000001},100.00000000000001,100.00000000000001,100.00000000000001,100.00000000000001,100.00000000000001,100.00000000000001,100.00000000000001,100.00000000000001,100.00000000000001,100.00000000000001,100.00000000000001,100.00000000000001,100.00000000000001,100.00000000000001,100.00000000000001,100.00000000000001,100.00000000000001,100.00000000000001,100.00000000000001,100.00000000000001,100.00000000000001,100.00000000000001,100.00000000000001,100.00000000000001,100.00000000000001,100.00000000000001,100.00000000000001,100.00000000000001,100.00000000000001,100.00000000000001,100.00000000000001,{"$f":"($EI$14*(BB84/BB97)+1-$EI$14)*BB97","v":100.00000000000001},100.00000000000001,100.00000000000001,100.00000000000001,100.00000000000001,100.00000000000001,100.00000000000001,100.00000000000001,100.00000000000001,100.00000000000001,100.00000000000001,100.00000000000001,100.00000000000001,100.00000000000001,100.00000000000001,100.00000000000001,100.00000000000001,100.00000000000001,100.00000000000001,100.00000000000001,100.00000000000001,100.00000000000001,100.00000000000001,100.00000000000001,100.00000000000001,100.00000000000001,100.00000000000001,100.00000000000001,100.00000000000001,100.00000000000001,100.00000000000001,100.00000000000001,{"$f":"($EI$14*(CH84/CH97)+1-$EI$14)*CH97","v":100.00000000000001},100.00000000000001,100.00000000000001,100.00000000000001,100.00000000000001,100.00000000000001,100.00000000000001,100.00000000000001,100.00000000000001,100.00000000000001,100.00000000000001,100.00000000000001,100.00000000000001,100.00000000000001,100.00000000000001,100.00000000000001,100.00000000000001,100.00000000000001,100.00000000000001,100.00000000000001,100.00000000000001,100.00000000000001,100.00000000000001,100.00000000000001,100.00000000000001,100.00000000000001,100.00000000000001,100.00000000000001,100.00000000000001,100.00000000000001,100.00000000000001,100.00000000000001,100.00000000000001,100.00000000000001,100.00000000000001,100.00000000000001,null,"CES99",58.546805811487189,35.791543341916217,4.0773604327552224,55.209446816794504,27.437937677555407,-1.1340144757612329,10.396110863789982,{"$f":"DZ103^2","v":108.07912109221209},0.11343065699558282,-0.31658398002262339,351.13420506866055,-8.8657949313394511,1,null,null,null,null,null,478,{"$f":"IF(Calculator!$C$3,OFFSET('SPD Library'!B103,0,Calculator!$C$3-1),Calculator!C104)","v":3.9849999999999998E-3},{"$f":"RefCalc!B103","v":8.3964880737623163E-3},{"$f":"RefCalc!F103","v":0.14534315698618719},null,3.9849999999999998E-3,478,1.6293998416429551E-2]
[null,null,null,null,null,null,null,null,null,null,null,null,null,null,null,null,null,null,null,null,"Bcw",{"$f":"($EI$14*(V84/V98)+1-$EI$14)*V98","v":99.999999999999986},99.999999999999986,99.999999999999986,99.999999999999986,99.999999999999986,99.999999999999986,99.999999999999986,99.999999999999986,99.999999999999986,99.999999999999986,99.999999999999986,99.999999999999986,99.999999999999986,99.999999999999986,99.999999999999986,99.999999999999986,99.999999999999986,99.999999999999986,99.999999999999986,99.999999999999986,99.999999999999986,99.999999999999986,99.999999999999986,99.999999999999986,99.999999999999986,99.999999999999986,99.999999999999986,99.999999999999986,99.999999999999986,99.999999999999986,99.999999999999986,99.999999999999986,{"$f":"($EI$14*(BB84/BB98)+1-$EI$14)*BB98","v":99.999999999999986},99.999999999999986,99.999999999999986,99.999999999999986,99.999999999999986,99.999999999999986,99.999999999999986,99.999999999999986,99.999999999999986,99.999999999999986,99.999999999999986,99.999999999999986,99.999999999999986,99.999999999999986,99.999999999999986,99.999999999999986,99.999999999999986,99.999999999999986,99.999999999999986,99.999999999999986,99.999999999999986,99.999999999999986,99.999999999999986,99.999999999999986,99.999999999999986,99.999999999999986,99.999999999999986,99.999999999999986,99.999999999999986,99.999999999999986,99.999999999999986,99.999999999999986,{"$f":"($EI$14*(CH84/CH98)+1-$EI$14)*CH98","v":99.999999999999986},99.999999999999986,99.999999999999986,99.999999999999986,99.999999999999986,99.999999999999986,99.999999999999986,99.999999999999986,99.999999999999986,99.999999999999986,99.999999999999986,99.999999999999986,99.999999999999986,99.999999999999986,99.999999999999986,99.999999999999986,99.999999999999986,99.999999999999986,99.999999999999986,99.999999999999986,99.999999999999986,99.999999999999986,99.999999999999986,99.999999999999986,99.999999999999986,99.999999999999986,99.999999999999986,99.999999999999986,99.999999999999986,99.999999999999986,99.999999999999986,99.999999999999986,99.999999999999986,99.999999999999986,99.999999999999986,99.999999999999986,null,null,null,null,null,null,null,null,null,null,null,null,null,null,null,null,null,null,null,null,479,{"$f":"IF(Calculator!$C$3,OFFSET('SPD Library'!B104,0,Calculator!$C$3-1),Calculator!C105)","v":3.7789999999999998E-3},{"$f":"RefCalc!B104","v":7.9624412624210265E-3},{"$f":"RefCalc!F104","v":0.14901526361787099},null,3.7789999999999998E-3,479,1.6705667605969053E-2]
[null,null,null,null,null,null,null,null,null,null,null,null,null,null,null,null,null,null,null,null,"Xc",{"$f":"MMULT($EH$22:$EJ$24,V99:V101)","v":99.999999999999986},{"$f":"MMULT($EH$22:$EJ$24,W99:W101)","v":73.302163281286539},{"$f":"MMULT($EH$22:$EJ$24,X99:X101)","v":39.661645160062029},{"$f":"MMULT($EH$22:$EJ$24,Y99:Y101)","v":7.0608628622065686},{"$f":"MMULT($EH$22:$EJ$24,Z99:Z101)","v":45.895843014648179},{"$f":"MMULT($EH$22:$EJ$24,AA99:AA101)","v":23.910425132875652},{"$f":"MMULT($EH$22:$EJ$24,AB99:AB101)","v":21.158321712707309},{"$f":"MMULT($EH$22:$EJ$24,AC99:AC101)","v":17.050891478964104},{"$f":"MMULT($EH$22:$EJ$24,AD99:AD101)","v":15.09109616387072},{"$f":"MMULT($EH$22:$EJ$24,AE99:AE101)","v":5.2405872025151652},{"$f":"MMULT($EH$22:$EJ$24,AF99:AF101)","v":65.194091918508917},{"$f":"MMULT($EH$22:$EJ$24,AG99:AG101)","v":35.444415228495707},{"$f":"MMULT($EH$22:$EJ$24,AH99:AH101)","v":45.487125603574249},{"$f":"MMULT($EH$22:$EJ$24,AI99:AI101)","v":15.826248098505435},{"$f":"MMULT($EH$22:$EJ$24,AJ99:AJ101)","v":45.545107877908308},{"$f":"MMULT($EH$22:$EJ$24,AK99:AK101)","v":44.569926623785271},{"$f":"MMULT($EH$22:$EJ$24,AL99:AL101)","v":18.268097659653144},{"$f":"MMULT($EH$22:$EJ$24,AM99:AM101)","v":20.218082923619576},{"$f":"MMULT($EH$22:$EJ$24,AN99:AN101)","v":25.308649800128634},{"$f":"MMULT($EH$22:$EJ$24,AO99:AO101)","v":48.714638306346828},{"$f":"MMULT($EH$22:$EJ$24,AP99:AP101)","v":43.561708159436868},{"$f":"MMULT($EH$22:$EJ$24,AQ99:AQ101)","v":79.14207061015118},{"$f":"MMULT($EH$22:$EJ$24,AR99:AR101)","v":63.147191824616328},{"$f":"MMULT($EH$22:$EJ$24,AS99:AS101)","v":79.965859733222061},{"$f":"MMULT($EH$22:$EJ$24,AT99:AT101)","v":82.229203374183697},{"$f":"MMULT($EH$22:$EJ$24,AU99:AU101)","v":46.749356558854942},{"$f":"MMULT($EH$22:$EJ$24,AV99:AV101)","v":81.490843120528751},{"$f":"MMULT($EH$22:$EJ$24,AW99:AW101)","v":43.038505343059747},{"$f":"MMULT($EH$22:$EJ$24,AX99:AX101)","v":11.4815534334499},{"$f":"MMULT($EH$22:$EJ$24,AY99:AY101)","v":70.456278778141922},{"$f":"MMULT($EH$22:$EJ$24,AZ99:AZ101)","v":31.449485075129058},{"$f":"MMULT($EH$22:$EJ$24,BA99:BA101)","v":73.422061748756505},{"$f":"MMULT($EH$22:$EJ$24,BB99:BB101)","v":46.460088627057551},{"$f":"MMULT($EH$22:$EJ$24,BC99:BC101)","v":74.160157108650893},{"$f":"MMULT($EH$22:$EJ$24,BD99:BD101)","v":28.191609988570139},{"$f":"MMULT($EH$22:$EJ$24,BE99:BE101)","v":11.300614976542635},{"$f":"MMULT($EH$22:$EJ$24,BF99:BF101)","v":53.966414590230826},{"$f":"MMULT($EH$22:$EJ$24,BG99:BG101)","v":14.314768635728052},{"$f":"MMULT($EH$22:$EJ$24,BH99:BH101)","v":64.608662541350839},{"$f":"MMULT($EH$22:$EJ$24,BI99:BI101)","v":7.4351413089539449},{"$f":"MMULT($EH$22:$EJ$24,BJ99:BJ101)","v":15.719348013746949},{"$f":"MMULT($EH$22:$EJ$24,BK99:BK101)","v":67.122840932553515},{"$f":"MMULT($EH$22:$EJ$24,BL99:BL101)","v":29.168678647503896},{"$f":"MMULT($EH$22:$EJ$24,BM99:BM101)","v":34.276976537819699},{"$f":"MMULT($EH$22:$EJ$24,BN99:BN101)","v":4.8900670965950352},{"$f":"MMULT($EH$22:$EJ$24,BO99:BO101)","v":18.783811121698843},{"$f":"MMULT($EH$22:$EJ$24,BP99:BP101)","v":28.533943348885252},{"$f":"MMULT($EH$22:$EJ$24,BQ99:BQ101)","v":33.283718605081589},{"$f":"MMULT($EH$22:$EJ$24,BR99:BR101)","v":40.663953456206073},{"$f":"MMULT($EH$22:$EJ$24,BS99:BS101)","v":10.746997381658574},{"$f":"MMULT($EH$22:$EJ$24,BT99:BT101)","v":15.802967636585695},{"$f":"MMULT($EH$22:$EJ$24,BU99:BU101)","v":19.575510588637037},{"$f":"MMULT($EH$22:$EJ$24,BV99:BV101)","v":7.3061259665258156},{"$f":"MMULT($EH$22:$EJ$24,BW99:BW101)","v":8.6960628159021649},{"$f":"MMULT($EH$22:$EJ$24,BX99:BX101)","v":58.721763315216698},{"$f":"MMULT($EH$22:$EJ$24,BY99:BY101)","v":50.852512588784748},{"$f":"MMULT($EH$22:$EJ$24,BZ99:BZ101)","v":25.43035787978669},{"$f":"MMULT($EH$22:$EJ$24,CA99:CA101)","v":12.975602344957579},{"$f":"MMULT($EH$22:$EJ$24,CB99:CB101)","v":10.608077882637744},{"$f":"MMULT($EH$22:$EJ$24,CC99:CC101)","v":58.305784158289427},{"$f":"MMULT($EH$22:$EJ$24,CD99:CD101)","v":66.25654768262028},{"$f":"MMULT($EH$22:$EJ$24,CE99:CE101)","v":41.437095727507916},{"$f":"MMULT($EH$22:$EJ$24,CF99:CF101)","v":31.407364667519168},{"$f":"MMULT($EH$22:$EJ$24,CG99:CG101)","v":7.4639117709507055},{"$f":"MMULT($EH$22:$EJ$24,CH99:CH101)","v":14.345301283720545},{"$f":"MMULT($EH$22:$EJ$24,CI99:CI101)","v":8.0985355566651069},{"$f":"MMULT($EH$22:$EJ$24,CJ99:CJ101)","v":7.6419776891753415},{"$f":"MMULT($EH$22:$EJ$24,CK99:CK101)","v":9.034912204596047},{"$f":"MMULT($EH$22:$EJ$24,CL99:CL101)","v":23.809359988021203},{"$f":"MMULT($EH$22:$EJ$24,CM99:CM101)","v":17.423800122905856},{"$f":"MMULT($EH$22:$EJ$24,CN99:CN101)","v":32.767331628721351},{"$f":"MMULT($EH$22:$EJ$24,CO99:CO101)","v":5.8743110767668272},{"$f":"MMULT($EH$22:$EJ$24,CP99:CP101)","v":44.662201898801598},{"$f":"MMULT($EH$22:$EJ$24,CQ99:CQ101)","v":16.274955381120563},{"$f":"MMULT($EH$22:$EJ$24,CR99:CR101)","v":4.6489432116972189},{"$f":"MMULT($EH$22:$EJ$24,CS99:CS101)","v":5.5341075801450978},{"$f":"MMULT($EH$22:$EJ$24,CT99:CT101)","v":11.909709491911148},{"$f":"MMULT($EH$22:$EJ$24,CU99:CU101)","v":10.327175719137774},{"$f":"MMULT($EH$22:$EJ$24,CV99:CV101)","v":10.280172266064628},{"$f":"MMULT($EH$22:$EJ$24,CW99:CW101)","v":39.375883087410948},{"$f":"MMULT($EH$22:$EJ$24,CX99:CX101)","v":30.992696401619845},{"$f":"MMULT($EH$22:$EJ$24,CY99:CY101)","v":11.997414562132828},{"$f":"MMULT($EH$22:$EJ$24,CZ99:CZ101)","v":66.800160609056405},{"$f":"MMULT($EH$22:$EJ$24,DA99:DA101)","v":41.650086973136496},{"$f":"MMULT($EH$22:$EJ$24,DB99:DB101)","v":4.9518434307344776},{"$f":"MMULT($EH$22:$EJ$24,DC99:DC101)","v":10.928663940840915},{"$f":"MMULT($EH$22:$EJ$24,DD99:DD101)","v":31.819108017864416},{"$f":"MMULT($EH$22:$EJ$24,DE99:DE101)","v":11.733003989115574},{"$f":"MMULT($EH$22:$EJ$24,DF99:DF101)","v":32.695865687153926},{"$f":"MMULT($EH$22:$EJ$24,DG99:DG101)","v":11.007416668982696},{"$f":"MMULT($EH$22:$EJ$24,DH99:DH101)","v":15.840589033318263},{"$f":"MMULT($EH$22:$EJ$24,DI99:DI101)","v":54.421306912529786},{"$f":"MMULT($EH$22:$EJ$24,DJ99:DJ101)","v":23.675761305107525},{"$f":"MMULT($EH$22:$EJ$24,DK99:DK101)","v":36.543749152448157},{"$f":"MMULT($EH$22:$EJ$24,DL99:DL101)","v":11.884355621691778},{"$f":"MMULT($EH$22:$EJ$24,DM99:DM101)","v":42.540621769471841},{"$f":"MMULT($EH$22:$EJ$24,DN99:DN101)","v":56.486866016765887},{"$f":"MMULT($EH$22:$EJ$24,DO99:DO101)","v":25.382206796837476},{"$f":"MMULT($EH$22:$EJ$24,DP99:DP101)","v":43.492386049422251},{"$f":"MMULT($EH$22:$EJ$24,DQ99:DQ101)","v":26.984199403839177},null,null,null,null,null,null,null,null,null,null,null,null,null,null,null,null,null,null,null,null,480,{"$f":"IF(Calculator!$C$3,OFFSET('SPD Library'!B105,0,Calculator!$C$3-1),Calculator!C106)","v":3.6930000000000001E-3},{"$f":"RefCalc!B105","v":7.7812372538028198E-3},{"$f":"RefCalc!F105","v":0.15276094154112987},null,3.6930000000000001E-3,480,1.7125584658932446E-2]
[null,null,null,null,null,null,null,null,null,null,null,null,null,null,null,null,null,null,null,null,"Yc",100.00000000000001,67.453785142869165,31.006287160715434,5.8458667235402624,42.585614099899168,17.569243873377729,19.071582874687074,11.515512466075485,10.491846442671022,4.8586834129668386,53.635668933368748,29.916952023191115,37.001709526164241,12.428106867091493,44.019371999505502,39.918909610224382,15.440304044217756,18.829096445360467,22.792349667338989,46.899748282490236,35.373093606142156,76.224117164253826,58.628535421763758,80.024938432033082,82.868572730479229,46.684196120842742,80.689524355453003,43.287354827481515,11.766909206304964,70.770259984069213,31.002900802762181,74.093659789450541,48.302336098512811,74.602729766322483,30.04765756991053,12.046837715647742,53.834271552932641,15.929043384097165,65.549167060563761,7.2997651491649664,15.278558509340556,67.835868807169206,34.180427435755995,39.301193652370316,4.9057694995614041,22.241369188382361,31.90376428121245,34.463335819927813,47.250040508517941,12.401295696281821,17.216245433615704,20.301704786262263,8.1888079783264747,11.407042438578271,63.422514401832245,54.567904976065712,31.04905850753979,16.859683103812237,14.112353637225063,61.249873690966034,66.828987612261329,42.654751750731577,31.491648791041118,7.2568138754470723,16.635791017797363,9.1581972320107141,8.2121762136699541,9.7020870634030949,24.087312143548591,16.44399651779155,33.275492325318709,5.4655285634166155,44.719382021591031,16.379763954495985,4.6711992483131981,5.2119724901867128,10.003143462765475,9.6600582187195609,9.0854788793522232,37.993388090899643,28.817282974965931,9.8921149398323021,65.80212262763979,40.336980959148832,4.3304724899542979,9.8845954155288123,27.959525370627496,8.7998415627130342,27.05116809599814,9.0373445316428764,12.4843552446461,52.744217840396566,19.910586743070237,32.932698775464402,9.1426680723913005,36.36654144847877,50.388110688226995,22.675936313901833,34.955823692050551,19.075528495175483,null,null,null,null,null,null,null,null,null,null,null,null,null,null,null,null,null,null,null,null,481,{"$f":"IF(Calculator!$C$3,OFFSET('SPD Library'!B106,0,Calculator!$C$3-1),Calculator!C107)","v":3.7009999999999999E-3},{"$f":"RefCalc!B106","v":7.7980934406510233E-3},{"$f":"RefCalc!F106","v":0.15658121639245506},null,3.7009999999999999E-3,481,1.7553864556442408E-2]
[null,null,null,null,null,null,null,null,null,null,null,null,null,null,null,null,null,null,null,null,"Zc",99.999999999999972,66.345388158591803,29.789321140738515,5.8946971278026092,38.421416707416014,16.055606199564039,17.196792277514138,10.593795029207183,9.7980642544237071,4.9233204686702825,43.361667404500601,22.88639401419951,28.642979987871421,10.493713020016855,41.403083251338572,36.006785145236428,12.545444459161333,14.529492533508602,19.350780123166363,35.013728806503366,26.345133469868912,56.130787973000196,42.661279471717691,70.906042972664451,64.019537165915466,32.262178552326574,59.855491208910188,36.724492746874937,9.3188723636665092,52.294223280948735,25.114041310893327,55.096061566640621,33.99917943321875,61.245836142833667,21.222435683482207,9.5213106059379236,50.583044143170099,12.133086034059613,55.751026254377436,6.7361147104950678,13.420789905234765,63.432752705563203,24.65331117853367,28.129021828964799,4.8375040746161222,17.148489580942591,26.332354740890089,30.966198700748059,39.764094141752032,10.297775480843326,16.42551457160668,19.959869484558432,7.8704748307891705,11.648738408872427,63.588238739565895,56.22175174980292,33.710838301014455,19.131242768729347,16.764857936841729,63.825650995716742,68.455748488448421,46.01500610866028,32.65444574863924,7.3696674378217866,23.544475038733967,10.588326899718714,13.292187472527209,15.935878268946475,30.769438829953494,19.443872115869095,45.237029243495677,9.2565058127093334,47.886207906292555,29.032070175291246,4.8728811243417827,8.8016096887939135,22.473484601532167,15.911927199049538,19.633742996524276,47.367294417786582,38.378344717922829,17.921084646411913,70.101817329147735,46.59979232379996,5.0332566854388983,12.094134359702171,37.967897274955867,13.756489393758921,34.168177119346069,11.920069799192776,16.303937873104097,53.91904644909723,23.419433582058183,35.832404251637129,11.194161606974596,40.034692523115126,53.315698943562495,22.38193716842342,35.100214786492849,20.545684922841907,null,null,null,null,null,null,null,null,null,null,null,null,null,null,null,null,null,null,null,null,482,{"$f":"IF(Calculator!$C$3,OFFSET('SPD Library'!B107,0,Calculator!$C$3-1),Calculator!C108)","v":3.7200000000000002E-3},{"$f":"RefCalc!B107","v":7.8381268844155121E-3},{"$f":"RefCalc!F107","v":0.16047711962219682},null,3.7200000000000002E-3,482,1.7990622931396433E-2]
[null,null,null,null,null,null,null,null,null,null,null,null,null,null,null,null,null,null,null,null,"Xcw",{"$f":"MMULT($EH$22:$EJ$24,V102:V104)","v":99.999999999999986},{"$f":"MMULT($EH$22:$EJ$24,W102:W104)","v":99.999999999999986},{"$f":"MMULT($EH$22:$EJ$24,X102:X104)","v":99.999999999999986},{"$f":"MMULT($EH$22:$EJ$24,Y102:Y104)","v":99.999999999999986},{"$f":"MMULT($EH$22:$EJ$24,Z102:Z104)","v":99.999999999999986},{"$f":"MMULT($EH$22:$EJ$24,AA102:AA104)","v":99.999999999999986},{"$f":"MMULT($EH$22:$EJ$24,AB102:AB104)","v":99.999999999999986},{"$f":"MMULT($EH$22:$EJ$24,AC102:AC104)","v":99.999999999999986},{"$f":"MMULT($EH$22:$EJ$24,AD102:AD104)","v":99.999999999999986},{"$f":"MMULT($EH$22:$EJ$24,AE102:AE104)","v":99.999999999999986},{"$f":"MMULT($EH$22:$EJ$24,AF102:AF104)","v":99.999999999999986},{"$f":"MMULT($EH$22:$EJ$24,AG102:AG104)","v":99.999999999999986},{"$f":"MMULT($EH$22:$EJ$24,AH102:AH104)","v":99.999999999999986},{"$f":"MMULT($EH$22:$EJ$24,AI102:AI104)","v":99.999999999999986},{"$f":"MMULT($EH$22:$EJ$24,AJ102:AJ104)","v":99.999999999999986},{"$f":"MMULT($EH$22:$EJ$24,AK102:AK104)","v":99.999999999999986},{"$f":"MMULT($EH$22:$EJ$24,AL102:AL104)","v":99.999999999999986},{"$f":"MMULT($EH$22:$EJ$24,AM102:AM104)","v":99.999999999999986},{"$f":"MMULT($EH$22:$EJ$24,AN102:AN104)","v":99.999999999999986},{"$f":"MMULT($EH$22:$EJ$24,AO102:AO104)","v":99.999999999999986},{"$f":"MMULT($EH$22:$EJ$24,AP102:AP104)","v":99.999999999999986},{"$f":"MMULT($EH$22:$EJ$24,AQ102:AQ104)","v":99.999999999999986},{"$f":"MMULT($EH$22:$EJ$24,AR102:AR104)","v":99.999999999999986},{"$f":"MMULT($EH$22:$EJ$24,AS102:AS104)","v":99.999999999999986},{"$f":"MMULT($EH$22:$EJ$24,AT102:AT104)","v":99.999999999999986},{"$f":"MMULT($EH$22:$EJ$24,AU102:AU104)","v":99.999999999999986},{"$f":"MMULT($EH$22:$EJ$24,AV102:AV104)","v":99.999999999999986},{"$f":"MMULT($EH$22:$EJ$24,AW102:AW104)","v":99.999999999999986},{"$f":"MMULT($EH$22:$EJ$24,AX102:AX104)","v":99.999999999999986},{"$f":"MMULT($EH$22:$EJ$24,AY102:AY104)","v":99.999999999999986},{"$f":"MMULT($EH$22:$EJ$24,AZ102:AZ104)","v":99.999999999999986},{"$f":"MMULT($EH$22:$EJ$24,BA102:BA104)","v":99.999999999999986},{"$f":"MMULT($EH$22:$EJ$24,BB102:BB104)","v":99.999999999999986},{"$f":"MMULT($EH$22:$EJ$24,BC102:BC104)","v":99.999999999999986},{"$f":"MMULT($EH$22:$EJ$24,BD102:BD104)","v":99.999999999999986},{"$f":"MMULT($EH$22:$EJ$24,BE102:BE104)","v":99.999999999999986},{"$f":"MMULT($EH$22:$EJ$24,BF102:BF104)","v":99.999999999999986},{"$f":"MMULT($EH$22:$EJ$24,BG102:BG104)","v":99.999999999999986},{"$f":"MMULT($EH$22:$EJ$24,BH102:BH104)","v":99.999999999999986},{"$f":"MMULT($EH$22:$EJ$24,BI102:BI104)","v":99.999999999999986},{"$f":"MMULT($EH$22:$EJ$24,BJ102:BJ104)","v":99.999999999999986},{"$f":"MMULT($EH$22:$EJ$24,BK102:BK104)","v":99.999999999999986},{"$f":"MMULT($EH$22:$EJ$24,BL102:BL104)","v":99.999999999999986},{"$f":"MMULT($EH$22:$EJ$24,BM102:BM104)","v":99.999999999999986},{"$f":"MMULT($EH$22:$EJ$24,BN102:BN104)","v":99.999999999999986},{"$f":"MMULT($EH$22:$EJ$24,BO102:BO104)","v":99.999999999999986},{"$f":"MMULT($EH$22:$EJ$24,BP102:BP104)","v":99.999999999999986},{"$f":"MMULT($EH$22:$EJ$24,BQ102:BQ104)","v":99.999999999999986},{"$f":"MMULT($EH$22:$EJ$24,BR102:BR104)","v":99.999999999999986},{"$f":"MMULT($EH$22:$EJ$24,BS102:BS104)","v":99.999999999999986},{"$f":"MMULT($EH$22:$EJ$24,BT102:BT104)","v":99.999999999999986},{"$f":"MMULT($EH$22:$EJ$24,BU102:BU104)","v":99.999999999999986},{"$f":"MMULT($EH$22:$EJ$24,BV102:BV104)","v":99.999999999999986},{"$f":"MMULT($EH$22:$EJ$24,BW102:BW104)","v":99.999999999999986},{"$f":"MMULT($EH$22:$EJ$24,BX102:BX104)","v":99.999999999999986},{"$f":"MMULT($EH$22:$EJ$24,BY102:BY104)","v":99.999999999999986},{"$f":"MMULT($EH$22:$EJ$24,BZ102:BZ104)","v":99.999999999999986},{"$f":"MMULT($EH$22:$EJ$24,CA102:CA104)","v":99.999999999999986},{"$f":"MMULT($EH$22:$EJ$24,CB102:CB104)","v":99.999999999999986},{"$f":"MMULT($EH$22:$EJ$24,CC102:CC104)","v":99.999999999999986},{"$f":"MMULT($EH$22:$EJ$24,CD102:CD104)","v":99.999999999999986},{"$f":"MMULT($EH$22:$EJ$24,CE102:CE104)","v":99.999999999999986},{"$f":"MMULT($EH$22:$EJ$24,CF102:CF104)","v":99.999999999999986},{"$f":"MMULT($EH$22:$EJ$24,CG102:CG104)","v":99.999999999999986},{"$f":"MMULT($EH$22:$EJ$24,CH102:CH104)","v":99.999999999999986},{"$f":"MMULT($EH$22:$EJ$24,CI102:CI104)","v":99.999999999999986},{"$f":"MMULT($EH$22:$EJ$24,CJ102:CJ104)","v":99.999999999999986},{"$f":"MMULT($EH$22:$EJ$24,CK102:CK104)","v":99.999999999999986},{"$f":"MMULT($EH$22:$EJ$24,CL102:CL104)","v":99.999999999999986},{"$f":"MMULT($EH$22:$EJ$24,CM102:CM104)","v":99.999999999999986},{"$f":"MMULT($EH$22:$EJ$24,CN102:CN104)","v":99.999999999999986},{"$f":"MMULT($EH$22:$EJ$24,CO102:CO104)","v":99.999999999999986},{"$f":"MMULT($EH$22:$EJ$24,CP102:CP104)","v":99.999999999999986},{"$f":"MMULT($EH$22:$EJ$24,CQ102:CQ104)","v":99.999999999999986},{"$f":"MMULT($EH$22:$EJ$24,CR102:CR104)","v":99.999999999999986},{"$f":"MMULT($EH$22:$EJ$24,CS102:CS104)","v":99.999999999999986},{"$f":"MMULT($EH$22:$EJ$24,CT102:CT104)","v":99.999999999999986},{"$f":"MMULT($EH$22:$EJ$24,CU102:CU104)","v":99.999999999999986},{"$f":"MMULT($EH$22:$EJ$24,CV102:CV104)","v":99.999999999999986},{"$f":"MMULT($EH$22:$EJ$24,CW102:CW104)","v":99.999999999999986},{"$f":"MMULT($EH$22:$EJ$24,CX102:CX104)","v":99.999999999999986},{"$f":"MMULT($EH$22:$EJ$24,CY102:CY104)","v":99.999999999999986},{"$f":"MMULT($EH$22:$EJ$24,CZ102:CZ104)","v":99.999999999999986},{"$f":"MMULT($EH$22:$EJ$24,DA102:DA104)","v":99.999999999999986},{"$f":"MMULT($EH$22:$EJ$24,DB102:DB104)","v":99.999999999999986},{"$f":"MMULT($EH$22:$EJ$24,DC102:DC104)","v":99.999999999999986},{"$f":"MMULT($EH$22:$EJ$24,DD102:DD104)","v":99.999999999999986},{"$f":"MMULT($EH$22:$EJ$24,DE102:DE104)","v":99.999999999999986},{"$f":"MMULT($EH$22:$EJ$24,DF102:DF104)","v":99.999999999999986},{"$f":"MMULT($EH$22:$EJ$24,DG102:DG104)","v":99.999999999999986},{"$f":"MMULT($EH$22:$EJ$24,DH102:DH104)","v":99.999999999999986},{"$f":"MMULT($EH$22:$EJ$24,DI102:DI104)","v":99.999999999999986},{"$f":"MMULT($EH$22:$EJ$24,DJ102:DJ104)","v":99.999999999999986},{"$f":"MMULT($EH$22:$EJ$24,DK102:DK104)","v":99.999999999999986},{"$f":"MMULT($EH$22:$EJ$24,DL102:DL104)","v":99.999999999999986},{"$f":"MMULT($EH$22:$EJ$24,DM102:DM104)","v":99.999999999999986},{"$f":"MMULT($EH$22:$EJ$24,DN102:DN104)","v":99.999999999999986},{"$f":"MMULT($EH$22:$EJ$24,DO102:DO104)","v":99.999999999999986},{"$f":"MMULT($EH$22:$EJ$24,DP102:DP104)","v":99.999999999999986},{"$f":"MMULT($EH$22:$EJ$24,DQ102:DQ104)","v":99.999999999999986},null,null,null,null,null,null,null,null,null,null,null,null,null,null,null,null,null,null,null,null,483,{"$f":"IF(Calculator!$C$3,OFFSET('SPD Library'!B108,0,Calculator!$C$3-1),Calculator!C109)","v":3.7420000000000001E-3},{"$f":"RefCalc!B108","v":7.8844813982480774E-3},{"$f":"RefCalc!F108","v":0.16444968839803473},null,3.7420000000000001E-3,483,1.8435976057645177E-2]
[null,null,null,null,null,null,null,null,null,null,null,null,null,null,null,null,null,null,null,null,"Ycw",100.00000000000001,100.00000000000001,100.00000000000001,100.00000000000001,100.00000000000001,100.00000000000001,100.00000000000001,100.00000000000001,100.00000000000001,100.00000000000001,100.00000000000001,100.00000000000001,100.00000000000001,100.00000000000001,100.00000000000001,100.00000000000001,100.00000000000001,100.00000000000001,100.00000000000001,100.00000000000001,100.00000000000001,100.00000000000001,100.00000000000001,100.00000000000001,100.00000000000001,100.00000000000001,100.00000000000001,100.00000000000001,100.00000000000001,100.00000000000001,100.00000000000001,100.00000000000001,100.00000000000001,100.00000000000001,100.00000000000001,100.00000000000001,100.00000000000001,100.00000000000001,100.00000000000001,100.00000000000001,100.00000000000001,100.00000000000001,100.00000000000001,100.00000000000001,100.00000000000001,100.00000000000001,100.00000000000001,100.00000000000001,100.00000000000001,100.00000000000001,100.00000000000001,100.00000000000001,100.00000000000001,100.00000000000001,100.00000000000001,100.00000000000001,100.00000000000001,100.00000000000001,100.00000000000001,100.00000000000001,100.00000000000001,100.00000000000001,100.00000000000001,100.00000000000001,100.00000000000001,100.00000000000001,100.00000000000001,100.00000000000001,100.00000000000001,100.00000000000001,100.00000000000001,100.00000000000001,100.00000000000001,100.00000000000001,100.00000000000001,100.00000000000001,100.00000000000001,100.00000000000001,100.00000000000001,100.00000000000001,100.00000000000001,100.00000000000001,100.00000000000001,100.00000000000001,100.00000000000001,100.00000000000001,100.00000000000001,100.00000000000001,100.00000000000001,100.00000000000001,100.00000000000001,100.00000000000001,100.00000000000001,100.00000000000001,100.00000000000001,100.00000000000001,100.00000000000001,100.00000000000001,100.00000000000001,100.00000000000001,null,null,null,null,null,null,null,null,null,null,null,null,null,null,null,null,null,null,null,null,484,{"$f":"IF(Calculator!$C$3,OFFSET('SPD Library'!B109,0,Calculator!$C$3-1),Calculator!C110)","v":3.7599999999999999E-3},{"$f":"RefCalc!B109","v":7.9224078186565395E-3},{"$f":"RefCalc!F109","v":0.16849996550696175},null,3.7599999999999999E-3,484,1.8890040839004162E-2]
[null,null,null,null,null,null,null,null,null,null,null,null,null,null,null,null,null,null,null,null,"Zcw",99.999999999999972,99.999999999999972,99.999999999999972,99.999999999999972,99.999999999999972,99.999999999999972,99.999999999999972,99.999999999999972,99.999999999999972,99.999999999999972,99.999999999999972,99.999999999999972,99.999999999999972,99.999999999999972,99.999999999999972,99.999999999999972,99.999999999999972,99.999999999999972,99.999999999999972,99.999999999999972,99.999999999999972,99.999999999999972,99.999999999999972,99.999999999999972,99.999999999999972,99.999999999999972,99.999999999999972,99.999999999999972,99.999999999999972,99.999999999999972,99.999999999999972,99.999999999999972,99.999999999999972,99.999999999999972,99.999999999999972,99.999999999999972,99.999999999999972,99.999999999999972,99.999999999999972,99.999999999999972,99.999999999999972,99.999999999999972,99.999999999999972,99.999999999999972,99.999999999999972,99.999999999999972,99.999999999999972,99.999999999999972,99.999999999999972,99.999999999999972,99.999999999999972,99.999999999999972,99.999999999999972,99.999999999999972,99.999999999999972,99.999999999999972,99.999999999999972,99.999999999999972,99.999999999999972,99.999999999999972,99.999999999999972,99.999999999999972,99.999999999999972,99.999999999999972,99.999999999999972,99.999999999999972,99.999999999999972,99.999999999999972,99.999999999999972,99.999999999999972,99.999999999999972,99.999999999999972,99.999999999999972,99.999999999999972,99.999999999999972,99.999999999999972,99.999999999999972,99.999999999999972,99.999999999999972,99.999999999999972,99.999999999999972,99.999999999999972,99.999999999999972,99.999999999999972,99.999999999999972,99.999999999999972,99.999999999999972,99.999999999999972,99.999999999999972,99.999999999999972,99.999999999999972,99.999999999999972,99.999999999999972,99.999999999999972,99.999999999999972,99.999999999999972,99.999999999999972,99.999999999999972,99.999999999999972,99.999999999999972,null,null,null,null,null,null,null,null,null,null,null,null,null,null,null,null,null,null,null,null,485,{"$f":"IF(Calculator!$C$3,OFFSET('SPD Library'!B110,0,Calculator!$C$3-1),Calculator!C111)","v":3.7680000000000001E-3},{"$f":"RefCalc!B110","v":7.9392640055047439E-3},{"$f":"RefCalc!F110","v":0.17262899925580749},null,3.7680000000000001E-3,485,1.9352934798101736E-2]
[null,null,null,null,null,null,null,null,null,null,null,null,null,null,null,null,null,null,null,null,"R'",{"$f":"MMULT($EH$27:$EJ$29,V105:V107)","v":100.001},{"$f":"MMULT($EH$27:$EJ$29,W105:W107)","v":69.820839799766162},{"$f":"MMULT($EH$27:$EJ$29,X105:X107)","v":34.475427675964191},{"$f":"MMULT($EH$27:$EJ$29,Y105:Y107)","v":6.3155793511997826},{"$f":"MMULT($EH$27:$EJ$29,Z105:Z107)","v":44.203708317247582},{"$f":"MMULT($EH$27:$EJ$29,AA105:AA107)","v":20.159734326631064},{"$f":"MMULT($EH$27:$EJ$29,AB105:AB107)","v":20.032505107266253},{"$f":"MMULT($EH$27:$EJ$29,AC105:AC107)","v":13.745340904245767},{"$f":"MMULT($EH$27:$EJ$29,AD105:AD107)","v":12.338911752555482},{"$f":"MMULT($EH$27:$EJ$29,AE105:AE107)","v":5.0024780820830994},{"$f":"MMULT($EH$27:$EJ$29,AF105:AF107)","v":58.948996751888401},{"$f":"MMULT($EH$27:$EJ$29,AG105:AG107)","v":32.624523182598061},{"$f":"MMULT($EH$27:$EJ$29,AH105:AH107)","v":40.966595882859842},{"$f":"MMULT($EH$27:$EJ$29,AI105:AI107)","v":13.904718875342322},{"$f":"MMULT($EH$27:$EJ$29,AJ105:AJ107)","v":44.820256321103628},{"$f":"MMULT($EH$27:$EJ$29,AK105:AK107)","v":42.039662592580555},{"$f":"MMULT($EH$27:$EJ$29,AL105:AL107)","v":16.770245449281767},{"$f":"MMULT($EH$27:$EJ$29,AM105:AM107)","v":19.70887949255178},{"$f":"MMULT($EH$27:$EJ$29,AN105:AN107)","v":24.043987607320616},{"$f":"MMULT($EH$27:$EJ$29,AO105:AO107)","v":48.542690083540862},{"$f":"MMULT($EH$27:$EJ$29,AP105:AP107)","v":39.274952218164685},{"$f":"MMULT($EH$27:$EJ$29,AQ105:AQ107)","v":78.942978183593965},{"$f":"MMULT($EH$27:$EJ$29,AR105:AR107)","v":61.646390992023278},{"$f":"MMULT($EH$27:$EJ$29,AS105:AS107)","v":80.72018981644689},{"$f":"MMULT($EH$27:$EJ$29,AT105:AT107)","v":84.103274902584474},{"$f":"MMULT($EH$27:$EJ$29,AU105:AU107)","v":47.844780979392539},{"$f":"MMULT($EH$27:$EJ$29,AV105:AV107)","v":82.641834914604217},{"$f":"MMULT($EH$27:$EJ$29,AW105:AW107)","v":43.707174556957909},{"$f":"MMULT($EH$27:$EJ$29,AX105:AX107)","v":11.848432415936474},{"$f":"MMULT($EH$27:$EJ$29,AY105:AY107)","v":72.102300638708641},{"$f":"MMULT($EH$27:$EJ$29,AZ105:AZ107)","v":31.640584653374546},{"$f":"MMULT($EH$27:$EJ$29,BA105:BA107)","v":75.327403281780249},{"$f":"MMULT($EH$27:$EJ$29,BB105:BB107)","v":48.7102492261983},{"$f":"MMULT($EH$27:$EJ$29,BC105:BC107)","v":75.48192119349504},{"$f":"MMULT($EH$27:$EJ$29,BD105:BD107)","v":30.019006201586247},{"$f":"MMULT($EH$27:$EJ$29,BE105:BE107)","v":11.954856193360216},{"$f":"MMULT($EH$27:$EJ$29,BF105:BF107)","v":54.142113931313766},{"$f":"MMULT($EH$27:$EJ$29,BG105:BG107)","v":15.598769586645034},{"$f":"MMULT($EH$27:$EJ$29,BH105:BH107)","v":65.954216254682635},{"$f":"MMULT($EH$27:$EJ$29,BI105:BI107)","v":7.3969436065623686},{"$f":"MMULT($EH$27:$EJ$29,BJ105:BJ107)","v":15.596660606458908},{"$f":"MMULT($EH$27:$EJ$29,BK105:BK107)","v":67.905110247715157},{"$f":"MMULT($EH$27:$EJ$29,BL105:BL107)","v":32.977234126878876},{"$f":"MMULT($EH$27:$EJ$29,BM105:BM107)","v":38.222625491660864},{"$f":"MMULT($EH$27:$EJ$29,BN105:BN107)","v":4.9050702974310703},{"$f":"MMULT($EH$27:$EJ$29,BO105:BO107)","v":21.294854415420371},{"$f":"MMULT($EH$27:$EJ$29,BP105:BP107)","v":31.029188905950591},{"$f":"MMULT($EH$27:$EJ$29,BQ105:BQ107)","v":34.279126577025359},{"$f":"MMULT($EH$27:$EJ$29,BR105:BR107)","v":45.272843283903718},{"$f":"MMULT($EH$27:$EJ$29,BS105:BS107)","v":11.922228083597659},{"$f":"MMULT($EH$27:$EJ$29,BT105:BT107)","v":16.727863810012344},{"$f":"MMULT($EH$27:$EJ$29,BU105:BU107)","v":20.045798264091658},{"$f":"MMULT($EH$27:$EJ$29,BV105:BV107)","v":7.8699463116356574},{"$f":"MMULT($EH$27:$EJ$29,BW105:BW107)","v":10.331644001306808},{"$f":"MMULT($EH$27:$EJ$29,BX105:BX107)","v":61.578179730118435},{"$f":"MMULT($EH$27:$EJ$29,BY105:BY107)","v":52.990400423710568},{"$f":"MMULT($EH$27:$EJ$29,BZ105:BZ107)","v":28.650276342332621},{"$f":"MMULT($EH$27:$EJ$29,CA105:CA107)","v":15.167460273674351},{"$f":"MMULT($EH$27:$EJ$29,CB105:CB107)","v":12.538144418147372},{"$f":"MMULT($EH$27:$EJ$29,CC105:CC107)","v":59.900482899585754},{"$f":"MMULT($EH$27:$EJ$29,CD105:CD107)","v":66.478576791418632},{"$f":"MMULT($EH$27:$EJ$29,CE105:CE107)","v":41.916260756556767},{"$f":"MMULT($EH$27:$EJ$29,CF105:CF107)","v":31.367628477127468},{"$f":"MMULT($EH$27:$EJ$29,CG105:CG107)","v":7.3287152461549061},{"$f":"MMULT($EH$27:$EJ$29,CH105:CH107)","v":15.199755362673175},{"$f":"MMULT($EH$27:$EJ$29,CI105:CI107)","v":8.6328054602288322},{"$f":"MMULT($EH$27:$EJ$29,CJ105:CJ107)","v":7.5903509826044075},{"$f":"MMULT($EH$27:$EJ$29,CK105:CK107)","v":8.9517046779958811},{"$f":"MMULT($EH$27:$EJ$29,CL105:CL107)","v":23.45348255445311},{"$f":"MMULT($EH$27:$EJ$29,CM105:CM107)","v":16.589970008649082},{"$f":"MMULT($EH$27:$EJ$29,CN105:CN107)","v":32.136656050448842},{"$f":"MMULT($EH$27:$EJ$29,CO105:CO107)","v":5.32661576200561},{"$f":"MMULT($EH$27:$EJ$29,CP105:CP107)","v":44.448379689150663},{"$f":"MMULT($EH$27:$EJ$29,CQ105:CQ107)","v":15.343599349553223},{"$f":"MMULT($EH$27:$EJ$29,CR105:CR107)","v":4.6467042302701396},{"$f":"MMULT($EH$27:$EJ$29,CS105:CS107)","v":5.0551312210328829},{"$f":"MMULT($EH$27:$EJ$29,CT105:CT107)","v":9.7650849006203018},{"$f":"MMULT($EH$27:$EJ$29,CU105:CU107)","v":9.4282401290173681},{"$f":"MMULT($EH$27:$EJ$29,CV105:CV107)","v":8.7212162731376122},{"$f":"MMULT($EH$27:$EJ$29,CW105:CW107)","v":37.795001200071511},{"$f":"MMULT($EH$27:$EJ$29,CX105:CX107)","v":28.913087176361131},{"$f":"MMULT($EH$27:$EJ$29,CY105:CY107)","v":10.080950840274754},{"$f":"MMULT($EH$27:$EJ$29,CZ105:CZ107)","v":65.853426051489294},{"$f":"MMULT($EH$27:$EJ$29,DA105:DA107)","v":40.356356875498804},{"$f":"MMULT($EH$27:$EJ$29,DB105:DB107)","v":4.5173752035099124},{"$f":"MMULT($EH$27:$EJ$29,DC105:DC107)","v":10.117731682354787},{"$f":"MMULT($EH$27:$EJ$29,DD105:DD107)","v":28.676464217903348},{"$f":"MMULT($EH$27:$EJ$29,DE105:DE107)","v":9.5530232389753049},{"$f":"MMULT($EH$27:$EJ$29,DF105:DF107)","v":28.691267435971412},{"$f":"MMULT($EH$27:$EJ$29,DG105:DG107)","v":9.5783788936800676},{"$f":"MMULT($EH$27:$EJ$29,DH105:DH107)","v":13.491913196774901},{"$f":"MMULT($EH$27:$EJ$29,DI105:DI107)","v":53.305888149943449},{"$f":"MMULT($EH$27:$EJ$29,DJ105:DJ107)","v":21.102035958217648},{"$f":"MMULT($EH$27:$EJ$29,DK105:DK107)","v":34.112141718001226},{"$f":"MMULT($EH$27:$EJ$29,DL105:DL107)","v":10.049811042608901},{"$f":"MMULT($EH$27:$EJ$29,DM105:DM107)","v":38.484395829235076},{"$f":"MMULT($EH$27:$EJ$29,DN105:DN107)","v":52.535017864488978},{"$f":"MMULT($EH$27:$EJ$29,DO105:DO107)","v":23.753955595936063},{"$f":"MMULT($EH$27:$EJ$29,DP105:DP107)","v":38.271596275268074},{"$f":"MMULT($EH$27:$EJ$29,DQ105:DQ107)","v":22.042135482546971},null,null,null,null,null,null,null,null,null,null,null,null,null,null,null,null,null,null,null,null,486,{"$f":"IF(Calculator!$C$3,OFFSET('SPD Library'!B111,0,Calculator!$C$3-1),Calculator!C112)","v":3.7680000000000001E-3},{"$f":"RefCalc!B111","v":7.9392640055047439E-3},{"$f":"RefCalc!F111","v":0.1768378433703286},null,3.7680000000000001E-3,486,1.9824776065066396E-2]
[null,null,null,null,null,null,null,null,null,null,null,null,null,null,null,null,null,null,null,null,"G'",100.00000000000003,66.058328658839159,28.960719945898461,5.5689146799751734,41.631629992015554,16.041729083690818,18.50502039070685,10.200650108878493,9.4026944328855624,4.7739179088459345,50.502611336198918,28.320397506782772,34.663747419542482,11.557404812257522,43.547320676487331,38.668497693917871,14.656098360112079,18.310348845242697,22.054355491277548,45.931038242227196,33.072280465725051,74.621010875086071,56.84906264518257,79.615307369537561,82.140722461698104,45.999895765228331,79.538465811719888,43.039960498335532,11.718873426597936,69.984943141611538,30.62696930211192,73.366321201661833,48.061893489091645,74.084543955715873,30.064617316829224,12.101117450159855,53.653014297444074,16.12384948340463,65.310572689308984,7.2424953370251917,15.091041632416374,67.795381124759103,34.890023959286523,39.937308493140947,4.9062098704153954,22.799590065105619,32.419613712904209,34.572121518370501,48.416166403128123,12.68384561876689,17.504332984845334,20.452726898466437,8.376883290081178,12.041269775646819,64.510485275561592,55.498494329355893,32.463825299018886,17.857706787053431,15.040773972931982,62.045996731183919,67.03603800475598,43.090530686180088,31.564983532269828,7.2144582419111938,17.482800488997224,9.4680903995002161,8.5789768591076268,10.14472076755481,24.461305827926388,16.35805207780701,33.947407663376346,5.5475255081632779,44.879494974918273,16.991043544450502,4.6856739639544029,5.3045376875507371,10.14374405585767,9.796897185325566,9.3004713298298007,38.110719908382201,28.761080090877222,9.7809205177137777,65.772312350227409,40.325873141507785,4.2202914485660452,9.7472027301259221,27.537043222545861,8.3558095313403058,26.084260531348207,8.7183895334278052,11.890325987458088,52.413329796459429,19.208157558765876,32.237418619478937,8.6078106716265683,35.117914941285228,49.122425097105591,22.04036379387674,33.000737487396023,17.326266793463478,null,null,null,null,null,null,null,null,null,null,null,null,null,null,null,null,null,null,null,null,487,{"$f":"IF(Calculator!$C$3,OFFSET('SPD Library'!B112,0,Calculator!$C$3-1),Calculator!C113)","v":3.7680000000000001E-3},{"$f":"RefCalc!B112","v":7.9392640055047439E-3},{"$f":"RefCalc!F112","v":0.18112755689289028},null,3.7680000000000001E-3,487,2.0305683366056145E-2]
[null,null,null,null,null,null,null,null,null,null,null,null,null,null,null,null,null,null,null,null,"B'",99.999999999999972,66.345388158591803,29.789321140738515,5.8946971278026092,38.421416707416014,16.055606199564039,17.196792277514138,10.593795029207183,9.7980642544237071,4.9233204686702825,43.361667404500601,22.88639401419951,28.642979987871421,10.493713020016855,41.403083251338572,36.006785145236428,12.545444459161333,14.529492533508602,19.350780123166363,35.013728806503366,26.345133469868912,56.130787973000196,42.661279471717691,70.906042972664451,64.019537165915466,32.262178552326574,59.855491208910188,36.724492746874937,9.3188723636665092,52.294223280948735,25.114041310893327,55.096061566640621,33.99917943321875,61.245836142833667,21.222435683482207,9.5213106059379236,50.583044143170099,12.133086034059613,55.751026254377436,6.7361147104950678,13.420789905234765,63.432752705563203,24.65331117853367,28.129021828964799,4.8375040746161222,17.148489580942591,26.332354740890089,30.966198700748059,39.764094141752032,10.297775480843326,16.42551457160668,19.959869484558432,7.8704748307891705,11.648738408872427,63.588238739565895,56.22175174980292,33.710838301014455,19.131242768729347,16.764857936841729,63.825650995716742,68.455748488448421,46.01500610866028,32.65444574863924,7.3696674378217866,23.544475038733967,10.588326899718714,13.292187472527209,15.935878268946475,30.769438829953494,19.443872115869095,45.237029243495677,9.2565058127093334,47.886207906292555,29.032070175291246,4.8728811243417827,8.8016096887939135,22.473484601532167,15.911927199049538,19.633742996524276,47.367294417786582,38.378344717922829,17.921084646411913,70.101817329147735,46.59979232379996,5.0332566854388983,12.094134359702171,37.967897274955867,13.756489393758921,34.168177119346069,11.920069799192776,16.303937873104097,53.91904644909723,23.419433582058183,35.832404251637129,11.194161606974596,40.034692523115126,53.315698943562495,22.38193716842342,35.100214786492849,20.545684922841907,null,null,null,null,null,null,null,null,null,null,null,null,null,null,null,null,null,null,null,null,488,{"$f":"IF(Calculator!$C$3,OFFSET('SPD Library'!B113,0,Calculator!$C$3-1),Calculator!C114)","v":3.7680000000000001E-3},{"$f":"RefCalc!B113","v":7.9392640055047439E-3},{"$f":"RefCalc!F113","v":0.18549920407876647},null,3.7680000000000001E-3,488,2.0795776011633016E-2]
[null,null,null,null,null,null,null,null,null,null,null,null,null,null,null,null,null,null,null,null,"R'w",{"$f":"MMULT($EH$27:$EJ$29,V108:V110)","v":100.001},{"$f":"MMULT($EH$27:$EJ$29,W108:W110)","v":100.001},{"$f":"MMULT($EH$27:$EJ$29,X108:X110)","v":100.001},{"$f":"MMULT($EH$27:$EJ$29,Y108:Y110)","v":100.001},{"$f":"MMULT($EH$27:$EJ$29,Z108:Z110)","v":100.001},{"$f":"MMULT($EH$27:$EJ$29,AA108:AA110)","v":100.001},{"$f":"MMULT($EH$27:$EJ$29,AB108:AB110)","v":100.001},{"$f":"MMULT($EH$27:$EJ$29,AC108:AC110)","v":100.001},{"$f":"MMULT($EH$27:$EJ$29,AD108:AD110)","v":100.001},{"$f":"MMULT($EH$27:$EJ$29,AE108:AE110)","v":100.001},{"$f":"MMULT($EH$27:$EJ$29,AF108:AF110)","v":100.001},{"$f":"MMULT($EH$27:$EJ$29,AG108:AG110)","v":100.001},{"$f":"MMULT($EH$27:$EJ$29,AH108:AH110)","v":100.001},{"$f":"MMULT($EH$27:$EJ$29,AI108:AI110)","v":100.001},{"$f":"MMULT($EH$27:$EJ$29,AJ108:AJ110)","v":100.001},{"$f":"MMULT($EH$27:$EJ$29,AK108:AK110)","v":100.001},{"$f":"MMULT($EH$27:$EJ$29,AL108:AL110)","v":100.001},{"$f":"MMULT($EH$27:$EJ$29,AM108:AM110)","v":100.001},{"$f":"MMULT($EH$27:$EJ$29,AN108:AN110)","v":100.001},{"$f":"MMULT($EH$27:$EJ$29,AO108:AO110)","v":100.001},{"$f":"MMULT($EH$27:$EJ$29,AP108:AP110)","v":100.001},{"$f":"MMULT($EH$27:$EJ$29,AQ108:AQ110)","v":100.001},{"$f":"MMULT($EH$27:$EJ$29,AR108:AR110)","v":100.001},{"$f":"MMULT($EH$27:$EJ$29,AS108:AS110)","v":100.001},{"$f":"MMULT($EH$27:$EJ$29,AT108:AT110)","v":100.001},{"$f":"MMULT($EH$27:$EJ$29,AU108:AU110)","v":100.001},{"$f":"MMULT($EH$27:$EJ$29,AV108:AV110)","v":100.001},{"$f":"MMULT($EH$27:$EJ$29,AW108:AW110)","v":100.001},{"$f":"MMULT($EH$27:$EJ$29,AX108:AX110)","v":100.001},{"$f":"MMULT($EH$27:$EJ$29,AY108:AY110)","v":100.001},{"$f":"MMULT($EH$27:$EJ$29,AZ108:AZ110)","v":100.001},{"$f":"MMULT($EH$27:$EJ$29,BA108:BA110)","v":100.001},{"$f":"MMULT($EH$27:$EJ$29,BB108:BB110)","v":100.001},{"$f":"MMULT($EH$27:$EJ$29,BC108:BC110)","v":100.001},{"$f":"MMULT($EH$27:$EJ$29,BD108:BD110)","v":100.001},{"$f":"MMULT($EH$27:$EJ$29,BE108:BE110)","v":100.001},{"$f":"MMULT($EH$27:$EJ$29,BF108:BF110)","v":100.001},{"$f":"MMULT($EH$27:$EJ$29,BG108:BG110)","v":100.001},{"$f":"MMULT($EH$27:$EJ$29,BH108:BH110)","v":100.001},{"$f":"MMULT($EH$27:$EJ$29,BI108:BI110)","v":100.001},{"$f":"MMULT($EH$27:$EJ$29,BJ108:BJ110)","v":100.001},{"$f":"MMULT($EH$27:$EJ$29,BK108:BK110)","v":100.001},{"$f":"MMULT($EH$27:$EJ$29,BL108:BL110)","v":100.001},{"$f":"MMULT($EH$27:$EJ$29,BM108:BM110)","v":100.001},{"$f":"MMULT($EH$27:$EJ$29,BN108:BN110)","v":100.001},{"$f":"MMULT($EH$27:$EJ$29,BO108:BO110)","v":100.001},{"$f":"MMULT($EH$27:$EJ$29,BP108:BP110)","v":100.001},{"$f":"MMULT($EH$27:$EJ$29,BQ108:BQ110)","v":100.001},{"$f":"MMULT($EH$27:$EJ$29,BR108:BR110)","v":100.001},{"$f":"MMULT($EH$27:$EJ$29,BS108:BS110)","v":100.001},{"$f":"MMULT($EH$27:$EJ$29,BT108:BT110)","v":100.001},{"$f":"MMULT($EH$27:$EJ$29,BU108:BU110)","v":100.001},{"$f":"MMULT($EH$27:$EJ$29,BV108:BV110)","v":100.001},{"$f":"MMULT($EH$27:$EJ$29,BW108:BW110)","v":100.001},{"$f":"MMULT($EH$27:$EJ$29,BX108:BX110)","v":100.001},{"$f":"MMULT($EH$27:$EJ$29,BY108:BY110)","v":100.001},{"$f":"MMULT($EH$27:$EJ$29,BZ108:BZ110)","v":100.001},{"$f":"MMULT($EH$27:$EJ$29,CA108:CA110)","v":100.001},{"$f":"MMULT($EH$27:$EJ$29,CB108:CB110)","v":100.001},{"$f":"MMULT($EH$27:$EJ$29,CC108:CC110)","v":100.001},{"$f":"MMULT($EH$27:$EJ$29,CD108:CD110)","v":100.001},{"$f":"MMULT($EH$27:$EJ$29,CE108:CE110)","v":100.001},{"$f":"MMULT($EH$27:$EJ$29,CF108:CF110)","v":100.001},{"$f":"MMULT($EH$27:$EJ$29,CG108:CG110)","v":100.001},{"$f":"MMULT($EH$27:$EJ$29,CH108:CH110)","v":100.001},{"$f":"MMULT($EH$27:$EJ$29,CI108:CI110)","v":100.001},{"$f":"MMULT($EH$27:$EJ$29,CJ108:CJ110)","v":100.001},{"$f":"MMULT($EH$27:$EJ$29,CK108:CK110)","v":100.001},{"$f":"MMULT($EH$27:$EJ$29,CL108:CL110)","v":100.001},{"$f":"MMULT($EH$27:$EJ$29,CM108:CM110)","v":100.001},{"$f":"MMULT($EH$27:$EJ$29,CN108:CN110)","v":100.001},{"$f":"MMULT($EH$27:$EJ$29,CO108:CO110)","v":100.001},{"$f":"MMULT($EH$27:$EJ$29,CP108:CP110)","v":100.001},{"$f":"MMULT($EH$27:$EJ$29,CQ108:CQ110)","v":100.001},{"$f":"MMULT($EH$27:$EJ$29,CR108:CR110)","v":100.001},{"$f":"MMULT($EH$27:$EJ$29,CS108:CS110)","v":100.001},{"$f":"MMULT($EH$27:$EJ$29,CT108:CT110)","v":100.001},{"$f":"MMULT($EH$27:$EJ$29,CU108:CU110)","v":100.001},{"$f":"MMULT($EH$27:$EJ$29,CV108:CV110)","v":100.001},{"$f":"MMULT($EH$27:$EJ$29,CW108:CW110)","v":100.001},{"$f":"MMULT($EH$27:$EJ$29,CX108:CX110)","v":100.001},{"$f":"MMULT($EH$27:$EJ$29,CY108:CY110)","v":100.001},{"$f":"MMULT($EH$27:$EJ$29,CZ108:CZ110)","v":100.001},{"$f":"MMULT($EH$27:$EJ$29,DA108:DA110)","v":100.001},{"$f":"MMULT($EH$27:$EJ$29,DB108:DB110)","v":100.001},{"$f":"MMULT($EH$27:$EJ$29,DC108:DC110)","v":100.001},{"$f":"MMULT($EH$27:$EJ$29,DD108:DD110)","v":100.001},{"$f":"MMULT($EH$27:$EJ$29,DE108:DE110)","v":100.001},{"$f":"MMULT($EH$27:$EJ$29,DF108:DF110)","v":100.001},{"$f":"MMULT($EH$27:$EJ$29,DG108:DG110)","v":100.001},{"$f":"MMULT($EH$27:$EJ$29,DH108:DH110)","v":100.001},{"$f":"MMULT($EH$27:$EJ$29,DI108:DI110)","v":100.001},{"$f":"MMULT($EH$27:$EJ$29,DJ108:DJ110)","v":100.001},{"$f":"MMULT($EH$27:$EJ$29,DK108:DK110)","v":100.001},{"$f":"MMULT($EH$27:$EJ$29,DL108:DL110)","v":100.001},{"$f":"MMULT($EH$27:$EJ$29,DM108:DM110)","v":100.001},{"$f":"MMULT($EH$27:$EJ$29,DN108:DN110)","v":100.001},{"$f":"MMULT($EH$27:$EJ$29,DO108:DO110)","v":100.001},{"$f":"MMULT($EH$27:$EJ$29,DP108:DP110)","v":100.001},{"$f":"MMULT($EH$27:$EJ$29,DQ108:DQ110)","v":100.001},null,null,null,null,null,null,null,null,null,null,null,null,null,null,null,null,null,null,null,null,489,{"$f":"IF(Calculator!$C$3,OFFSET('SPD Library'!B114,0,Calculator!$C$3-1),Calculator!C115)","v":3.7680000000000001E-3},{"$f":"RefCalc!B114","v":7.9392640055047439E-3},{"$f":"RefCalc!F114","v":0.18995385429108858},null,3.7680000000000001E-3,489,2.1295173884986092E-2]
[null,null,null,null,null,null,null,null,null,null,null,null,null,null,null,null,null,null,null,null,"G'w",100.00000000000003,100.00000000000003,100.00000000000003,100.00000000000003,100.00000000000003,100.00000000000003,100.00000000000003,100.00000000000003,100.00000000000003,100.00000000000003,100.00000000000003,100.00000000000003,100.00000000000003,100.00000000000003,100.00000000000003,100.00000000000003,100.00000000000003,100.00000000000003,100.00000000000003,100.00000000000003,100.00000000000003,100.00000000000003,100.00000000000003,100.00000000000003,100.00000000000003,100.00000000000003,100.00000000000003,100.00000000000003,100.00000000000003,100.00000000000003,100.00000000000003,100.00000000000003,100.00000000000003,100.00000000000003,100.00000000000003,100.00000000000003,100.00000000000003,100.00000000000003,100.00000000000003,100.00000000000003,100.00000000000003,100.00000000000003,100.00000000000003,100.00000000000003,100.00000000000003,100.00000000000003,100.00000000000003,100.00000000000003,100.00000000000003,100.00000000000003,100.00000000000003,100.00000000000003,100.00000000000003,100.00000000000003,100.00000000000003,100.00000000000003,100.00000000000003,100.00000000000003,100.00000000000003,100.00000000000003,100.00000000000003,100.00000000000003,100.00000000000003,100.00000000000003,100.00000000000003,100.00000000000003,100.00000000000003,100.00000000000003,100.00000000000003,100.00000000000003,100.00000000000003,100.00000000000003,100.00000000000003,100.00000000000003,100.00000000000003,100.00000000000003,100.00000000000003,100.00000000000003,100.00000000000003,100.00000000000003,100.00000000000003,100.00000000000003,100.00000000000003,100.00000000000003,100.00000000000003,100.00000000000003,100.00000000000003,100.00000000000003,100.00000000000003,100.00000000000003,100.00000000000003,100.00000000000003,100.00000000000003,100.00000000000003,100.00000000000003,100.00000000000003,100.00000000000003,100.00000000000003,100.00000000000003,100.00000000000003,null,null,null,null,null,null,null,null,null,null,null,null,null,null,null,null,null,null,null,null,490,{"$f":"IF(Calculator!$C$3,OFFSET('SPD Library'!B115,0,Calculator!$C$3-1),Calculator!C116)","v":3.7680000000000001E-3},{"$f":"RefCalc!B115","v":7.9392640055047439E-3},{"$f":"RefCalc!F115","v":0.19449258189446975},null,3.7680000000000001E-3,490,2.1803997430006009E-2]
[null,null,null,null,null,null,null,null,null,null,null,null,null,null,null,null,null,null,null,null,"B'w",99.999999999999972,99.999999999999972,99.999999999999972,99.999999999999972,99.999999999999972,99.999999999999972,99.999999999999972,99.999999999999972,99.999999999999972,99.999999999999972,99.999999999999972,99.999999999999972,99.999999999999972,99.999999999999972,99.999999999999972,99.999999999999972,99.999999999999972,99.999999999999972,99.999999999999972,99.999999999999972,99.999999999999972,99.999999999999972,99.999999999999972,99.999999999999972,99.999999999999972,99.999999999999972,99.999999999999972,99.999999999999972,99.999999999999972,99.999999999999972,99.999999999999972,99.999999999999972,99.999999999999972,99.999999999999972,99.999999999999972,99.999999999999972,99.999999999999972,99.999999999999972,99.999999999999972,99.999999999999972,99.999999999999972,99.999999999999972,99.999999999999972,99.999999999999972,99.999999999999972,99.999999999999972,99.999999999999972,99.999999999999972,99.999999999999972,99.999999999999972,99.999999999999972,99.999999999999972,99.999999999999972,99.999999999999972,99.999999999999972,99.999999999999972,99.999999999999972,99.999999999999972,99.999999999999972,99.999999999999972,99.999999999999972,99.999999999999972,99.999999999999972,99.999999999999972,99.999999999999972,99.999999999999972,99.999999999999972,99.999999999999972,99.999999999999972,99.999999999999972,99.999999999999972,99.999999999999972,99.999999999999972,99.999999999999972,99.999999999999972,99.999999999999972,99.999999999999972,99.999999999999972,99.999999999999972,99.999999999999972,99.999999999999972,99.999999999999972,99.999999999999972,99.999999999999972,99.999999999999972,99.999999999999972,99.999999999999972,99.999999999999972,99.999999999999972,99.999999999999972,99.999999999999972,99.999999999999972,99.999999999999972,99.999999999999972,99.999999999999972,99.999999999999972,99.999999999999972,99.999999999999972,99.999999999999972,99.999999999999972,null,null,null,null,null,null,null,null,null,null,null,null,null,null,null,null,null,null,null,null,491,{"$f":"IF(Calculator!$C$3,OFFSET('SPD Library'!B116,0,Calculator!$C$3-1),Calculator!C117)","v":3.7680000000000001E-3},{"$f":"RefCalc!B116","v":7.9392640055047439E-3},{"$f":"RefCalc!F116","v":0.19911646614732317},null,3.7680000000000001E-3,491,2.2322367639213088E-2]
[null,null,null,null,null,null,null,null,null,null,null,null,null,null,null,null,null,null,null,null,"R'a",{"$f":"((400*(V88*V111/100)^0.42)/(((V88*V111/100)^0.42)+27.13))+0.1","v":13.047263118560837},11.284668514235884,8.4758620765746571,4.2505873155044407,9.3761671485153393,6.8142549869096909,6.7967237111295713,5.8309160607060901,5.580382750978564,3.8671616331633762,10.537190075291015,8.2878976689486326,9.0911075013223659,5.8583314695130548,9.4290274708819268,9.1870504180296066,6.3224796228179505,6.7518301814565751,7.3206677635310538,9.7392699185422256,8.9367512717656936,11.859228283925599,10.729915311950672,11.966420605822591,12.16659150083693,9.682219502600736,12.080730002951899,9.333274155808569,5.4890561526489785,11.432427428465184,8.185375001219505,11.636562278378651,{"$f":"((400*(BB88*BB111/100)^0.42)/(((BB88*BB111/100)^0.42)+27.13))+0.1","v":9.7528936015252956},11.646208844914032,8.0121737537932809,5.5090593535568138,10.180130649129232,6.1388925310445233,11.027441370993248,4.5322964743357304,6.1385547778173137,11.158329220869527,8.3241986227684279,8.8387135197906108,3.8364666811966819,6.9678364955972514,8.1207080610004869,8.4562175389851859,9.4675535478285227,5.5029378719299329,6.3159728176087366,6.7985585018344432,4.647870285538807,5.1915914689413212,10.725104981689643,10.091773923875749,7.8615817918805551,6.0692467260633931,5.6168658006654724,10.605767239345553,11.062848279487376,9.1760922746502782,8.1565976148324619,4.5152695556567437,{"$f":"((400*(CH88*CH111/100)^0.42)/(((CH88*CH111/100)^0.42)+27.13))+0.1","v":6.0745019209410644},4.8259393434935483,4.5800655134470789,4.8976213711913053,7.2469900041918054,6.2947342276779885,8.2372980495938339,3.9668451009068133,9.3971968541596667,6.0978288259943234,3.7532735730401332,3.8836074228603019,5.0738850547941547,5.001982142770423,4.8459666412764291,8.7984134906663325,7.8908246929339461,5.1399909896447076,11.020616187362569,9.0358733867713017,3.7106070065567871,5.1476087112749882,7.8645028675336413,5.0287925270992604,7.8661533600268356,5.0342150238878762,5.7869323659937928,10.116091244034077,6.9420973253180209,8.4394538006418571,5.1335287496919086,8.8632502146159933,10.056519792802078,7.2846164698118665,8.8433113595578909,7.0663025873641221,null,null,null,null,null,null,null,null,null,null,null,null,null,null,null,null,null,null,null,null,492,{"$f":"IF(Calculator!$C$3,OFFSET('SPD Library'!B117,0,Calculator!$C$3-1),Calculator!C118)","v":3.7680000000000001E-3},{"$f":"RefCalc!B117","v":7.9392640055047439E-3},{"$f":"RefCalc!F117","v":0.20382659109292298},null,3.7680000000000001E-3,492,2.285040604154449E-2]
[null,null,null,null,null,null,null,null,null,null,null,null,null,null,null,null,null,null,null,null,"G'a",{"$f":"((400*(V88*V112/100)^0.42)/(((V88*V112/100)^0.42)+27.13))+0.1","v":13.047210500554206},11.034484923266694,7.8961077906130788,4.0390515760688022,9.1507430107815591,6.2092415002630608,6.5808724245582848,5.1647222510947044,4.996467712569908,3.7945666983626136,9.8968968765951217,7.8246489486555566,8.4946451688185061,5.4338066757644103,9.3194030927018368,8.8804469962637338,5.9851364555899407,6.5526130203166693,7.0678961447218676,9.5231718555886893,8.3339410745173179,11.592309180438171,10.383445504539143,11.899949712355218,12.051077608405945,9.5289627130627537,11.89530614847094,9.2751745007851696,5.4645605738891811,11.295393097492985,8.077749843276397,11.513078869270759,{"$f":"((400*(BB88*BB112/100)^0.42)/(((BB88*BB112/100)^0.42)+27.13))+0.1","v":9.7000205248461739},11.558531973090087,8.0171208017785638,5.5363792659523448,10.142747466032322,6.2221565041281135,10.983747178195502,4.4936185573075518,6.0567850945237733,11.151028015999696,8.5171336042156938,8.9976541566892738,3.836827842969472,7.1641037411366719,8.266700695840175,8.485513999759327,9.728963978753141,5.6433296959491983,6.4336697809479544,6.854378824809503,4.7672751885905669,5.5252241464461429,10.929069225829307,10.28275190979055,8.2712809417601765,6.4862086375433279,6.048567520165375,10.758031729890098,11.100306068948358,9.2795968766235948,8.1774193690770396,4.4865453599851763,{"$f":"((400*(CH88*CH112/100)^0.42)/(((CH88*CH112/100)^0.42)+27.13))+0.1","v":6.4304481161720277},5.0105668522201743,4.8136864813033871,5.1531880532424026,7.372089608658877,6.2587765208875332,8.4228679075584587,4.0327527771433269,9.4340833381246654,6.3562217498577285,3.7659928481375919,3.9601704698904872,5.1529862946628811,5.0805995368229526,4.97431233523064,8.8281935196958319,7.8739303218541066,5.0772290221510188,11.015118856870608,9.0331011601195605,3.6097993702132993,5.0701050703573953,7.7359053058150442,4.7623976859147028,7.5672532877529273,4.8453281711489904,5.4969430143876448,10.047068058437318,6.6814984758860065,8.2477861286369158,4.8202554677791616,8.5396945580539718,9.7862869940721229,7.0660715056716237,8.3266093263922016,6.4069566639100888,null,null,null,null,null,null,null,null,null,null,null,null,null,null,null,null,null,null,null,null,493,{"$f":"IF(Calculator!$C$3,OFFSET('SPD Library'!B118,0,Calculator!$C$3-1),Calculator!C119)","v":3.7680000000000001E-3},{"$f":"RefCalc!B118","v":7.9392640055047439E-3},{"$f":"RefCalc!F118","v":0.20862404544921243},null,3.7680000000000001E-3,493,2.3388234690000929E-2]
[null,null,null,null,null,null,null,null,null,null,null,null,null,null,null,null,null,null,null,null,"B'a",{"$f":"((400*(V88*V113/100)^0.42)/(((V88*V113/100)^0.42)+27.13))+0.1","v":13.047210500554204},11.053870854776932,7.987193372957659,4.1332813671302846,8.8573560961499602,6.2114266897210548,6.387430740746133,5.2447652698581697,5.0808456200961132,3.8422447400090061,9.3032549707048524,7.1751875609186584,7.8607676506406605,5.2245577233495322,9.1303133527826894,8.6268651860764791,5.6181960327364724,5.9640444056768818,6.7016411274842342,8.5293911383469663,7.5979426455749524,10.330074848703553,9.241959350890248,11.355309517027335,10.895315240481047,8.2503603202512323,10.602539352369989,8.696315669906296,4.9783110625785065,10.03780406004547,7.4514827545423978,10.252463450429913,{"$f":"((400*(BB88*BB113/100)^0.42)/(((BB88*BB113/100)^0.42)+27.13))+0.1","v":8.4280856082851159},10.701621728090958,6.9581856894565233,5.0219985703622214,9.9032865751268169,5.5423245838238673,10.301690925795599,4.3632846564210039,5.7745008011317962,10.85476695992095,7.3955730841026783,7.80310508456642,3.8149643002093789,6.3801239289382998,7.5964435705568354,8.1140025630723525,8.9817860507409115,5.1846638016182691,6.2692672471497168,6.7866853681916393,4.6479971008381202,5.4512333794335328,10.865533371867821,10.336856449913025,8.3989650995509137,6.6705988864806951,6.3216530255869321,10.881942088363894,11.194860785232375,9.5302327839515968,8.2909863660111611,4.5255006440114842,{"$f":"((400*(CH88*CH113/100)^0.42)/(((CH88*CH113/100)^0.42)+27.13))+0.1","v":7.2584145831486042},5.2436641205234515,5.7519231331471508,6.1925364811526302,8.093004297049692,6.7147410388620434,9.464513346197954,4.9647392457562569,9.6856198270009273,7.9040117791529383,3.8262446101902188,4.8640740748033249,7.1222382002859606,6.1887474852179931,6.7413446846845524,9.642899181087957,8.8533217256437027,6.4955660954152812,11.303021881592681,9.5791949531125091,3.87678737247106,5.5350793585897646,8.8147401925405653,5.8328398714510721,8.4450846930404353,5.5025325989829943,6.2503429581920074,10.163106298226506,7.2427081989745297,8.6098661164319115,5.36368091740772,9.0065573844080582,10.116846056730258,7.1104204313718062,8.5379454023922907,6.86703751762166,null,null,null,null,null,null,null,null,null,null,null,null,null,null,null,null,null,null,null,null,494,{"$f":"IF(Calculator!$C$3,OFFSET('SPD Library'!B119,0,Calculator!$C$3-1),Calculator!C120)","v":3.7680000000000001E-3},{"$f":"RefCalc!B119","v":7.9392640055047439E-3},{"$f":"RefCalc!F119","v":0.21350992249740819},null,3.7680000000000001E-3,494,2.3935976149158426E-2]
[null,null,null,null,null,null,null,null,null,null,null,null,null,null,null,null,null,null,null,null,"R'aw",{"$f":"((400*(V88*V114/100)^0.42)/(((V88*V114/100)^0.42)+27.13))+0.1","v":13.047263118560837},13.047263118560837,13.047263118560837,13.047263118560837,13.047263118560837,13.047263118560837,13.047263118560837,13.047263118560837,13.047263118560837,13.047263118560837,13.047263118560837,13.047263118560837,13.047263118560837,13.047263118560837,13.047263118560837,13.047263118560837,13.047263118560837,13.047263118560837,13.047263118560837,13.047263118560837,13.047263118560837,13.047263118560837,13.047263118560837,13.047263118560837,13.047263118560837,13.047263118560837,13.047263118560837,13.047263118560837,13.047263118560837,13.047263118560837,13.047263118560837,13.047263118560837,{"$f":"((400*(BB88*BB114/100)^0.42)/(((BB88*BB114/100)^0.42)+27.13))+0.1","v":13.047263118560837},13.047263118560837,13.047263118560837,13.047263118560837,13.047263118560837,13.047263118560837,13.047263118560837,13.047263118560837,13.047263118560837,13.047263118560837,13.047263118560837,13.047263118560837,13.047263118560837,13.047263118560837,13.047263118560837,13.047263118560837,13.047263118560837,13.047263118560837,13.047263118560837,13.047263118560837,13.047263118560837,13.047263118560837,13.047263118560837,13.047263118560837,13.047263118560837,13.047263118560837,13.047263118560837,13.047263118560837,13.047263118560837,13.047263118560837,13.047263118560837,13.047263118560837,{"$f":"((400*(CH88*CH114/100)^0.42)/(((CH88*CH114/100)^0.42)+27.13))+0.1","v":13.047263118560837},13.047263118560837,13.047263118560837,13.047263118560837,13.047263118560837,13.047263118560837,13.047263118560837,13.047263118560837,13.047263118560837,13.047263118560837,13.047263118560837,13.047263118560837,13.047263118560837,13.047263118560837,13.047263118560837,13.047263118560837,13.047263118560837,13.047263118560837,13.047263118560837,13.047263118560837,13.047263118560837,13.047263118560837,13.047263118560837,13.047263118560837,13.047263118560837,13.047263118560837,13.047263118560837,13.047263118560837,13.047263118560837,13.047263118560837,13.047263118560837,13.047263118560837,13.047263118560837,13.047263118560837,13.047263118560837,13.047263118560837,null,null,null,null,null,null,null,null,null,null,null,null,null,null,null,null,null,null,null,null,495,{"$f":"IF(Calculator!$C$3,OFFSET('SPD Library'!B120,0,Calculator!$C$3-1),Calculator!C121)","v":3.7680000000000001E-3},{"$f":"RefCalc!B120","v":7.9392640055047439E-3},{"$f":"RefCalc!F120","v":0.21848531996941065},null,3.7680000000000001E-3,495,2.4493753482546197E-2]
[null,null,null,null,null,null,null,null,null,null,null,null,null,null,null,null,null,null,null,null,"G'aw",{"$f":"((400*(V88*V115/100)^0.42)/(((V88*V115/100)^0.42)+27.13))+0.1","v":13.047210500554206},13.047210500554206,13.047210500554206,13.047210500554206,13.047210500554206,13.047210500554206,13.047210500554206,13.047210500554206,13.047210500554206,13.047210500554206,13.047210500554206,13.047210500554206,13.047210500554206,13.047210500554206,13.047210500554206,13.047210500554206,13.047210500554206,13.047210500554206,13.047210500554206,13.047210500554206,13.047210500554206,13.047210500554206,13.047210500554206,13.047210500554206,13.047210500554206,13.047210500554206,13.047210500554206,13.047210500554206,13.047210500554206,13.047210500554206,13.047210500554206,13.047210500554206,{"$f":"((400*(BB88*BB115/100)^0.42)/(((BB88*BB115/100)^0.42)+27.13))+0.1","v":13.047210500554206},13.047210500554206,13.047210500554206,13.047210500554206,13.047210500554206,13.047210500554206,13.047210500554206,13.047210500554206,13.047210500554206,13.047210500554206,13.047210500554206,13.047210500554206,13.047210500554206,13.047210500554206,13.047210500554206,13.047210500554206,13.047210500554206,13.047210500554206,13.047210500554206,13.047210500554206,13.047210500554206,13.047210500554206,13.047210500554206,13.047210500554206,13.047210500554206,13.047210500554206,13.047210500554206,13.047210500554206,13.047210500554206,13.047210500554206,13.047210500554206,13.047210500554206,{"$f":"((400*(CH88*CH115/100)^0.42)/(((CH88*CH115/100)^0.42)+27.13))+0.1","v":13.047210500554206},13.047210500554206,13.047210500554206,13.047210500554206,13.047210500554206,13.047210500554206,13.047210500554206,13.047210500554206,13.047210500554206,13.047210500554206,13.047210500554206,13.047210500554206,13.047210500554206,13.047210500554206,13.047210500554206,13.047210500554206,13.047210500554206,13.047210500554206,13.047210500554206,13.047210500554206,13.047210500554206,13.047210500554206,13.047210500554206,13.047210500554206,13.047210500554206,13.047210500554206,13.047210500554206,13.047210500554206,13.047210500554206,13.047210500554206,13.047210500554206,13.047210500554206,13.047210500554206,13.047210500554206,13.047210500554206,13.047210500554206,null,null,null,null,null,null,null,null,null,null,null,null,null,null,null,null,null,null,null,null,496,{"$f":"IF(Calculator!$C$3,OFFSET('SPD Library'!B121,0,Calculator!$C$3-1),Calculator!C122)","v":3.6979999999999999E-3},{"$f":"RefCalc!B121","v":7.7917723705829469E-3},{"$f":"RefCalc!F121","v":0.22355133993407247},null,3.6979999999999999E-3,496,2.5061690239896562E-2]
[null,null,null,null,null,null,null,null,null,null,null,null,null,null,null,null,null,null,null,null,"B'aw",{"$f":"((400*(V88*V116/100)^0.42)/(((V88*V116/100)^0.42)+27.13))+0.1","v":13.047210500554204},13.047210500554204,13.047210500554204,13.047210500554204,13.047210500554204,13.047210500554204,13.047210500554204,13.047210500554204,13.047210500554204,13.047210500554204,13.047210500554204,13.047210500554204,13.047210500554204,13.047210500554204,13.047210500554204,13.047210500554204,13.047210500554204,13.047210500554204,13.047210500554204,13.047210500554204,13.047210500554204,13.047210500554204,13.047210500554204,13.047210500554204,13.047210500554204,13.047210500554204,13.047210500554204,13.047210500554204,13.047210500554204,13.047210500554204,13.047210500554204,13.047210500554204,{"$f":"((400*(BB88*BB116/100)^0.42)/(((BB88*BB116/100)^0.42)+27.13))+0.1","v":13.047210500554204},13.047210500554204,13.047210500554204,13.047210500554204,13.047210500554204,13.047210500554204,13.047210500554204,13.047210500554204,13.047210500554204,13.047210500554204,13.047210500554204,13.047210500554204,13.047210500554204,13.047210500554204,13.047210500554204,13.047210500554204,13.047210500554204,13.047210500554204,13.047210500554204,13.047210500554204,13.047210500554204,13.047210500554204,13.047210500554204,13.047210500554204,13.047210500554204,13.047210500554204,13.047210500554204,13.047210500554204,13.047210500554204,13.047210500554204,13.047210500554204,13.047210500554204,{"$f":"((400*(CH88*CH116/100)^0.42)/(((CH88*CH116/100)^0.42)+27.13))+0.1","v":13.047210500554204},13.047210500554204,13.047210500554204,13.047210500554204,13.047210500554204,13.047210500554204,13.047210500554204,13.047210500554204,13.047210500554204,13.047210500554204,13.047210500554204,13.047210500554204,13.047210500554204,13.047210500554204,13.047210500554204,13.047210500554204,13.047210500554204,13.047210500554204,13.047210500554204,13.047210500554204,13.047210500554204,13.047210500554204,13.047210500554204,13.047210500554204,13.047210500554204,13.047210500554204,13.047210500554204,13.047210500554204,13.047210500554204,13.047210500554204,13.047210500554204,13.047210500554204,13.047210500554204,13.047210500554204,13.047210500554204,13.047210500554204,null,null,null,null,null,null,null,null,null,null,null,null,null,null,null,null,null,null,null,null,497,{"$f":"IF(Calculator!$C$3,OFFSET('SPD Library'!B122,0,Calculator!$C$3-1),Calculator!C123)","v":3.529E-3},{"$f":"RefCalc!B122","v":7.4356854234146081E-3},{"$f":"RefCalc!F122","v":0.22870908868233009},null,3.529E-3,497,2.5639910444267368E-2]
[null,null,null,null,null,null,null,null,null,null,null,null,null,null,null,null,null,null,null,null,"a",{"$f":"V117-12*V118/11+V119/11","v":5.2618006631366399E-5},{"$f":"W117-12*W118/11+W119/11","v":0.2519459483792128},0.58803479344744991,0.22010208407759163,0.19875260003999995,0.60521214023372039,0.19826567895200065,0.67347044768079167,0.59158575727467466,7.6929302223162355E-2,0.58632575270586862,0.40420677595335863,0.53883710357860193,0.40550216171092773,9.2434401823804579E-2,0.2835505299306692,0.30398494696860423,0.14571092344538028,{"$f":"AN117-12*AN118/11+AN119/11","v":0.21947570815121953},0.12575436138610696,0.53590124916270754,0.15217052787519048,0.24269833889799308,1.6958148437566045E-2,1.0444586255993538E-2,3.7020208373298669E-2,6.789960028996278E-2,5.4761249435010262E-3,-1.9708922268446283E-2,2.2708054840606784E-2,5.0691786240017689E-2,8.8820073950880429E-3,-6.2757370280974722E-2,9.7759404603869893E-3,-0.10121387637819612,-7.4081793812815266E-2,1.5614011196409927E-2,-0.14506687492943005,-1.8310921056790885E-2,2.6829380583947515E-2,5.6107474803361757E-2,-1.9631618410054119E-2,-0.29489502873026663,-0.26753600709165015,-2.3487565691627799E-3,-0.26753813755745459,-0.20692510077453707,-6.3070227745683716E-2,-0.32933569710754818,-0.18208872350389504,-0.1326426482299663,-6.1974273576684835E-2,-0.13024836557470942,-0.34035911086960513,-0.20974023086343552,-0.18605939135821281,-0.39809149917137399,-0.40019916157653812,-0.40687576446157947,-0.14099991250147204,-2.886190616243467E-2,-8.0719519488952951E-2,-1.0497481796020391E-2,3.2265585128503971E-2,-0.28067651641491154,-0.16343684797178298,-0.14832672677960201,-0.1610804613319855,-5.9561905522453107E-2,7.7409026606319431E-2,-9.087481808830733E-2,1.881836636466111E-2,-1.401953043079307E-2,-0.11768473938202262,-7.2418421835828695E-3,5.6100079618913168E-3,9.9921660642463106E-2,2.2123328528837694E-2,3.2293610541599183E-2,4.4284122006147508E-2,0.10592995324252952,0.19170170142680432,{"$f":"CZ117-12*CZ118/11+CZ119/11","v":3.1670332739422102E-2},5.2417116923828E-2,0.12507927291237492,0.1197740307568993,0.22667346051182657,0.36370776714240904,0.37870292730004518,0.24863270981470442,0.35848025558836316,7.9572116486685163E-2,0.31161791516733406,0.22458403453176057,0.36267559551534378,0.3659977316851214,0.30028362260796593,0.2225766846584406,0.53591440371115162,0.70117145560962979,null,null,null,null,null,null,null,null,null,null,null,null,null,null,null,null,null,null,null,null,498,{"$f":"IF(Calculator!$C$3,OFFSET('SPD Library'!B123,0,Calculator!$C$3-1),Calculator!C124)","v":3.3279999999999998E-3},{"$f":"RefCalc!B123","v":7.0121737288534464E-3},{"$f":"RefCalc!F123","v":0.23395967661124628},null,3.3279999999999998E-3,498,2.6228538579042334E-2]
[null,null,null,null,null,null,null,null,null,null,null,null,null,null,null,null,null,null,null,null,"b",{"$f":"(1/9)*(V117+V118-2*V119)","v":5.8464451816083356E-6},{"$f":"(1/9)*(W117+W118-2*W119)","v":2.3490191994301628E-2},4.4175902363602089E-2,2.5640174791860598E-3,9.0244218555219566E-2,6.6738123081182446E-2,6.6970517132843327E-2,5.623419689827279E-2,4.6128802595138296E-2,-2.5290164991135849E-3,0.20306411227515908,0.19579683286298571,0.20713526320661657,9.3669188730933522E-2,5.4200428668709416E-2,9.0418560237820439E-2,0.11902489032610515,0.15292826560216452,{"$f":"(1/9)*(AN117+AN118-2*AN119)","v":0.10947573925382809},0.24485105527077561,0.23053411723701206,0.31015419632851821,0.29216023496770221,0.12841680934701533,0.26967095869786484,0.30116239724011407,0.30788416074254005,0.13509081297568276,0.11077717793123851,0.29469026731858089,0.15112881504567846,0.29385713853217627,0.28852698997791509,0.20016637353580038,0.23476924185097756,0.11127127542052406,5.7367218323102279E-2,0.141822207502767,0.15642296639972819,3.3260635422363904E-2,7.1815363341943841E-2,6.664703522525843E-2,0.22779845097541832,0.24779527859411604,4.8184359719329389E-3,0.15241026431748039,0.13272462396966586,7.9302934733311986E-2,0.1369939361222047,8.6326662738065982E-2,2.3456456028584049E-2,8.8407322511853976E-3,1.3239030272570475E-2,-2.0627904831066836E-2,-8.5436151351881359E-3,-3.3243007351083674E-2,-7.3896385051232874E-2,-8.7304712150518701E-2,-0.10865252559366863,-4.4453911943570686E-2,-2.5174135781002051E-2,-6.7197379625480058E-2,-2.7550638679202499E-2,-5.4651524867832535E-3,-0.22354212546490179,-7.2313560592575613E-2,-0.23445491906042606,-0.2593626153190613,-0.17410322013874452,-9.7330147684285009E-2,-0.25209563724929041,-0.21443117927359701,-5.9995495746391389E-2,-0.37266366471709172,-1.4802533244745772E-2,-0.20937447298398451,-0.44640056123498734,-0.25499036564917904,-0.4069344880957817,-0.18435459464597218,-0.21576538183326141,-0.30821246433720401,{"$f":"(1/9)*(CZ117+CZ118-2*CZ119)","v":-6.3367635439131528E-2},-0.12104615103712824,-4.8129818685781499E-2,-9.4716103949682856E-2,-0.22545246797027158,-0.2082766144320202,-0.16186252647790095,-0.125058000325458,-0.13520117066695292,-1.8117032664623955E-2,-9.5757844082781318E-2,-5.9165811509449794E-2,-8.5953068593818766E-2,-6.7796666238461256E-2,-4.3431702954035319E-2,1.4427456971097522E-2,1.0447764573945683E-2,-2.8979531552123242E-2,null,null,null,null,null,null,null,null,null,null,null,null,null,null,null,null,null,null,null,null,499,{"$f":"IF(Calculator!$C$3,OFFSET('SPD Library'!B124,0,Calculator!$C$3-1),Calculator!C125)","v":3.1589999999999999E-3},{"$f":"RefCalc!B124","v":6.6560867816851084E-3},{"$f":"RefCalc!F124","v":0.23930421810698532},null,3.1589999999999999E-3,499,2.6827699574811747E-2]
[null,null,null,null,null,null,null,null,null,null,null,null,null,null,null,null,null,null,null,null,"h",{"$f":"IF(V123=0,IF(V124=0,0,IF(V123=0 & V124=0,0,IF(V124>=0,(360/(2*PI()))*ATAN2(V123,V124),360+(360/(2*PI()))*ATAN2(V123,V124)))),IF(V123=0 & V124=0,0,IF(V124>=0,(360/(2*PI()))*ATAN2(V123,V124),360+(360/(2*PI()))*ATAN2(V123,V124))))","v":6.3401917462814321},{"$f":"IF(W123=0,IF(W124=0,0,IF(W123=0 & W124=0,0,IF(W124>=0,(360/(2*PI()))*ATAN2(W123,W124),360+(360/(2*PI()))*ATAN2(W123,W124)))),IF(W123=0 & W124=0,0,IF(W124>=0,(360/(2*PI()))*ATAN2(W123,W124),360+(360/(2*PI()))*ATAN2(W123,W124))))","v":5.3265759932432566},4.2962546825726085,0.66742091966123274,24.420567324077442,6.2927120649160573,18.664027017557782,4.7730755338671988,4.458607411391057,358.11710491215541,19.102671465372261,25.84544102958089,21.027341758310801,13.006926852704288,30.385927694829586,17.686436191803931,21.382759201305944,46.384422340179412,{"$f":"IF(AN123=0,IF(AN124=0,0,IF(AN123=0 & AN124=0,0,IF(AN124>=0,(360/(2*PI()))*ATAN2(AN123,AN124),360+(360/(2*PI()))*ATAN2(AN123,AN124)))),IF(AN123=0 & AN124=0,0,IF(AN124>=0,(360/(2*PI()))*ATAN2(AN123,AN124),360+(360/(2*PI()))*ATAN2(AN123,AN124))))","v":26.51028339867846},62.815178963147417,23.27641876670468,63.866108981415159,50.283491071125134,82.477303156010848,87.781994204930541,82.992106681121982,77.563281528364044,87.678693675258813,100.08821951747872,85.593645968849486,71.457462928769417,88.268727962327873,102.27124177835178,87.203948833249228,113.32187343314662,123.65474107722638,74.774255318878545,135.64797803373747,96.676675317303079,51.108941354046422,52.000414337147198,106.41291815127713,142.3148821986253,137.19374934129669,115.98701449379222,150.33083959717101,147.32332559648196,128.49549726095424,157.41413013067279,154.63478129342951,169.97152426725131,171.88143649328532,174.19613200175453,183.46824266500676,182.33261215408601,190.13007788467883,190.51592960468096,192.30644848553663,194.95144103243786,197.49882104976416,221.09581780192082,219.77670195168346,249.14190914513622,350.3864705570025,218.53523340376009,203.86726615788498,237.68071430228588,238.15712401534296,251.11383085219251,308.49608111359521,250.17690487182023,275.01539776943957,256.84733868941584,252.47422515712907,243.93073638496253,271.53482364344592,282.61702891349154,274.95864644357061,274.537383901255,283.50719911703817,296.14871690549228,301.88074739140353,{"$f":"IF(CZ123=0,IF(CZ124=0,0,IF(CZ123=0 & CZ124=0,0,IF(CZ124>=0,(360/(2*PI()))*ATAN2(CZ123,CZ124),360+(360/(2*PI()))*ATAN2(CZ123,CZ124)))),IF(CZ123=0 & CZ124=0,0,IF(CZ124>=0,(360/(2*PI()))*ATAN2(CZ123,CZ124),360+(360/(2*PI()))*ATAN2(CZ123,CZ124))))","v":296.55529606205755},293.41425920945164,338.95354849020038,321.66340568044245,315.15473023105767,330.20246600663182,336.85751035103289,333.29838615944715,339.33598468006824,347.17351059348067,342.91820019511101,345.24098920152704,346.6670595434914,349.50560054983055,351.77006228558156,3.7087333013866179,1.1168518548179422,357.63330298190351,null,null,null,null,null,null,null,null,null,null,null,null,null,null,null,null,null,null,null,null,500,{"$f":"IF(Calculator!$C$3,OFFSET('SPD Library'!B125,0,Calculator!$C$3-1),Calculator!C126)","v":3.0890000000000002E-3},{"$f":"RefCalc!B125","v":6.5085951467633123E-3},{"$f":"RefCalc!F125","v":0.24474383142674977},null,3.0890000000000002E-3,500,2.7437518796136727E-2]
[null,null,null,null,null,null,null,null,null,null,null,null,null,null,null,null,null,null,null,null,"H",{"$f":"IF(V125<20.14,385.9+(14.1*(V125)/0.856)/((V125)/0.856+(20.14-V125)/0.8),IF(V125<90,(100*(V125-20.14)/0.8)/((V125-20.14)/0.8+(90-V125)/0.7),IF(V125<164.25,100+(100*(V125-90)/0.7)/((V125-90)/0.7+(164.25-V125)/1),IF(V125<237.53,200+(100*(V125-164.25)/1)/((V125-164.25)/1+(237.53-V125)/1.2),300+(85.9*(V125-237.53)/1.2)/((V125-237.53)/1.2+(360-V125)/0.856)))))","v":390.13560885406639},389.44653328752611,388.75081715763764,386.33764124640805,5.4028131842773419,390.10322783937039,398.89998248970568,389.07219858510928,388.8601308972527,384.05998218103963,399.22572229508756,7.2197982642947069,1.1131673896478391,394.78584081177445,13.072737820029699,398.17756135505846,1.5600311049315378,34.49092852347669,{"$f":"IF(AN125<20.14,385.9+(14.1*(AN125)/0.856)/((AN125)/0.856+(20.14-AN125)/0.8),IF(AN125<90,(100*(AN125-20.14)/0.8)/((AN125-20.14)/0.8+(90-AN125)/0.7),IF(AN125<164.25,100+(100*(AN125-90)/0.7)/((AN125-90)/0.7+(164.25-AN125)/1),IF(AN125<237.53,200+(100*(AN125-164.25)/1)/((AN125-164.25)/1+(237.53-AN125)/1.2),300+(85.9*(AN125-237.53)/1.2)/((AN125-237.53)/1.2+(360-AN125)/0.856)))))","v":8.070805354347419},57.869713836071554,3.9505505971316484,59.415791709290176,39.907294831093274,87.879879185732548,96.387892192535688,88.697581868650431,80.159055785247119,96.220458089136145,118.34172846234597,92.855908088164526,70.773986309981197,97.177760488756562,122.0482241651024,95.451874886771009,139.54766099175816,154.21938118641253,75.843929525672024,169.51180095216475,112.36925228110965,41.064225863037159,42.317763215483907,128.84576895905752,177.30943707297851,171.36174115817957,143.47755454279459,186.09558857826468,182.8707099982031,160.60026109789803,193.37235548157108,190.56874920987187,209.22525125927768,212.24191725406854,215.85688995742063,229.90248988044164,228.2186162637272,239.5840819002085,240.13477252450861,242.67611584486298,246.3883096761615,249.91705612306666,280.58553504033631,278.96163247526636,305.97210107590689,376.73641554427024,277.42401552515469,258.54519419744969,300.07543339750964,300.31422980254257,307.0195822477188,342.579300728801,306.52064639047916,320.55893469669149,310.12274393383871,307.74806207825372,303.25118629049905,318.48492590328812,325.21996824612995,320.5248206075986,320.27190346185176,325.77794458251299,333.99279344188261,337.90624783129175,{"$f":"IF(CZ125<20.14,385.9+(14.1*(CZ125)/0.856)/((CZ125)/0.856+(20.14-CZ125)/0.8),IF(CZ125<90,(100*(CZ125-20.14)/0.8)/((CZ125-20.14)/0.8+(90-CZ125)/0.7),IF(CZ125<164.25,100+(100*(CZ125-90)/0.7)/((CZ125-90)/0.7+(164.25-CZ125)/1),IF(CZ125<237.53,200+(100*(CZ125-164.25)/1)/((CZ125-164.25)/1+(237.53-CZ125)/1.2),300+(85.9*(CZ125-237.53)/1.2)/((CZ125-237.53)/1.2+(360-CZ125)/0.856)))))","v":334.26636411850433},332.16845068063247,366.54258947140102,352.41698402532359,347.46154663045991,359.21069586564204,364.75082922465987,361.76028594806934,366.87199804996794,373.79752599679745,369.99552324433466,372.05831878929439,373.33969286290107,375.92472454961279,378.02057138828593,388.356208367281,386.63341512570776,383.59084073814142,null,null,null,null,null,null,null,null,null,null,null,null,null,null,null,null,null,null,null,null,501,{"$f":"IF(Calculator!$C$3,OFFSET('SPD Library'!B126,0,Calculator!$C$3-1),Calculator!C127)","v":3.176E-3},{"$f":"RefCalc!B126","v":6.6919061787375457E-3},{"$f":"RefCalc!F126","v":0.2502796385797133},null,3.176E-3,501,2.8058122028200964E-2]
[null,null,null,null,null,null,null,null,null,null,null,null,null,null,null,null,null,null,null,null,"e",{"$f":"((12500/13)*$EI$13*V91)*(COS((V125*PI()/180)+2)+3.8)","v":3160.5598839683034},3175.2322019967237,3190.3001777942482,3244.5336594395344,2928.920505005708,3161.2437446140425,2995.8585552821705,3183.3079179485867,3187.9157457499359,3283.6464604853536,2990.5150010050579,2913.4578264799907,2967.5331710375285,3068.1206831279633,2867.2881295372122,3007.9060582934621,2963.373335667136,2745.6594268360873,2906.399308249373,2694.111179349301,2941.6622488735925,2693.4746261091614,2726.4448492042479,2735.4922416402642,2765.5310258431605,2738.0659480614841,2714.6883413778291,2764.8723909812434,2864.000302417282,2752.199739581848,2698.4815462029032,2768.673265274329,{"$f":"((12500/13)*$EI$13*BB91)*(COS((BB125*PI()/180)+2)+3.8)","v":2885.4208454571631},2761.8826964452651,3010.2873136727862,3148.7753796439006,2705.9479139653326,3329.7729362909381,2832.835232964781,2722.9257144109911,2719.3424000797454,2929.1033512189069,3437.0620543470609,3354.3093216056195,3044.1756983005571,3569.8301955829934,3519.6811804564809,3219.5975478461592,3688.6197958274438,3641.9698212648427,3896.8052417722492,3927.6969489744556,3964.7263873984907,4107.3952791866741,4090.4843871185617,4202.806085326527,4208.1175330625401,4232.4328412514251,4267.3133688758662,4299.6740619699221,4531.4854344846854,4522.136865074629,4614.746470668324,3406.3730883078501,{"$f":"((12500/13)*$EI$13*CH91)*(COS((CH125*PI()/180)+2)+3.8)","v":4512.9186442163482},4374.8674069254603,4608.0526017781185,4609.0950376660458,4612.0230176461891,4090.3075919190164,4613.4585913267874,4491.2062295081196,4597.682638340576,4609.4831598517676,4616.4678425643779,4518.5125619294213,4420.9967553192828,4491.6764937455791,4495.1415508595092,4411.8681239810649,4263.6387977263084,4186.2145248960805,4258.3387951280429,4298.4747611981111,3595.4827813670049,3883.489589917026,3987.9214182433734,3742.2300336381077,3630.6338403125951,3690.3706638385065,3589.0764390842746,3458.8403690342029,3529.2504055407076,3490.7058141077023,3467.1711656032089,3420.6867707166612,3384.0103534826449,3198.9599900745848,3237.7230643726202,3291.1516550671977,null,null,null,null,null,null,null,null,null,null,null,null,null,null,null,null,null,null,null,null,502,{"$f":"IF(Calculator!$C$3,OFFSET('SPD Library'!B127,0,Calculator!$C$3-1),Calculator!C128)","v":3.395E-3},{"$f":"RefCalc!B127","v":7.1533442937071669E-3},{"$f":"RefCalc!F127","v":0.25591276520697787},null,3.395E-3,502,2.8689635463353048E-2]
[null,null,null,null,null,null,null,null,null,null,null,null,null,null,null,null,null,null,null,null,"A",{"$f":"(2*V117+V118+(1/20)*V119-0.305)*V90","v":39.501102128317278},33.861806509529572,24.949774152381398,12.445672666805246,28.049469687783319,19.849355269175565,20.194828838083353,16.788894985484838,16.111171876717126,11.419472718409033,31.140903875344296,24.461637854008817,26.77303520518705,17.111898014994235,28.33758583927284,27.389215007358533,18.611661813367398,20.055570735510326,21.745922578649356,29.132034829474033,26.290330701746754,35.533068422609276,32.010102355612069,36.106529613570707,36.635160243103854,29.009736146102242,36.29292298292529,28.080072471619605,16.391570029912184,34.36758288407276,24.523526981711608,35.004464881385694,{"$f":"(2*BB117+BB118+(1/20)*BB119-0.305)*BB90","v":29.331126094452674},35.091695542618268,24.091699354436326,16.505614158578673,30.702503957609277,18.477673385199303,33.258822227263131,13.475471098445789,18.323188330117816,33.715671408551607,25.237979633081476,26.768371684389876,11.398973707193564,21.120201615054214,24.590412321906864,25.506400911499956,28.816918189049197,16.608486150934862,19.079877385437573,20.492057882640125,13.99466876484459,15.880795120186052,32.627471743498617,30.687468875255362,24.116722145828007,18.65890270157967,17.298639039681703,32.218454893498112,33.49092396651902,27.811745392979329,24.607642479034816,13.442444826058898,{"$f":"(2*CH117+CH118+(1/20)*CH119-0.305)*CH90","v":18.643038533483377},14.624073179028448,13.960656478241622,14.95760341737571,21.972397510873947,18.884721324799649,25.07330975800096,11.91330053824767,28.416394125759322,18.647747268117566,11.162244566681142,11.669135411601001,15.35653535222804,15.093588321784974,14.702781206139944,26.610252639672161,23.800479049208025,15.381663981069833,33.326630694284994,27.28710056322738,10.923172436974786,15.341739002008525,23.607822755121052,14.811126015113858,23.4239330607545,14.888409617729248,17.083516782919279,30.491672651779563,20.629097970373191,25.259863815735429,15.055072432746275,26.419552079874926,30.109319471091204,21.692418056679813,26.143074514099553,20.584169494111176,null,null,null,null,null,null,null,null,null,null,null,null,null,null,null,null,null,null,null,null,503,{"$f":"IF(Calculator!$C$3,OFFSET('SPD Library'!B128,0,Calculator!$C$3-1),Calculator!C129)","v":3.6809999999999998E-3},{"$f":"RefCalc!B128","v":7.7559529735305105E-3},{"$f":"RefCalc!F128","v":0.26164434046058527},null,3.6809999999999998E-3,503,2.9332185687542832E-2]
[null,null,null,null,null,null,null,null,null,null,null,null,null,null,null,null,null,null,null,null,"Aw",{"$f":"(2*V120+V121+(1/20)*V122-0.305)*V90","v":39.501102128317278},39.501102128317278,39.501102128317278,39.501102128317278,39.501102128317278,39.501102128317278,39.501102128317278,39.501102128317278,39.501102128317278,39.501102128317278,39.501102128317278,39.501102128317278,39.501102128317278,39.501102128317278,39.501102128317278,39.501102128317278,39.501102128317278,39.501102128317278,39.501102128317278,39.501102128317278,39.501102128317278,39.501102128317278,39.501102128317278,39.501102128317278,39.501102128317278,39.501102128317278,39.501102128317278,39.501102128317278,39.501102128317278,39.501102128317278,39.501102128317278,39.501102128317278,{"$f":"(2*BB120+BB121+(1/20)*BB122-0.305)*BB90","v":39.501102128317278},39.501102128317278,39.501102128317278,39.501102128317278,39.501102128317278,39.501102128317278,39.501102128317278,39.501102128317278,39.501102128317278,39.501102128317278,39.501102128317278,39.501102128317278,39.501102128317278,39.501102128317278,39.501102128317278,39.501102128317278,39.501102128317278,39.501102128317278,39.501102128317278,39.501102128317278,39.501102128317278,39.501102128317278,39.501102128317278,39.501102128317278,39.501102128317278,39.501102128317278,39.501102128317278,39.501102128317278,39.501102128317278,39.501102128317278,39.501102128317278,39.501102128317278,{"$f":"(2*CH120+CH121+(1/20)*CH122-0.305)*CH90","v":39.501102128317278},39.501102128317278,39.501102128317278,39.501102128317278,39.501102128317278,39.501102128317278,39.501102128317278,39.501102128317278,39.501102128317278,39.501102128317278,39.501102128317278,39.501102128317278,39.501102128317278,39.501102128317278,39.501102128317278,39.501102128317278,39.501102128317278,39.501102128317278,39.501102128317278,39.501102128317278,39.501102128317278,39.501102128317278,39.501102128317278,39.501102128317278,39.501102128317278,39.501102128317278,39.501102128317278,39.501102128317278,39.501102128317278,39.501102128317278,39.501102128317278,39.501102128317278,39.501102128317278,39.501102128317278,39.501102128317278,39.501102128317278,null,null,null,null,null,null,null,null,null,null,null,null,null,null,null,null,null,null,null,null,504,{"$f":"IF(Calculator!$C$3,OFFSET('SPD Library'!B129,0,Calculator!$C$3-1),Calculator!C130)","v":3.9699999999999996E-3},{"$f":"RefCalc!B129","v":8.3648827234219306E-3},{"$f":"RefCalc!F129","v":0.26747549688161232},null,3.9699999999999996E-3,504,2.9985899666655023E-2]
[null,null,null,null,null,null,null,null,null,null,null,null,null,null,null,null,null,null,null,null,"J",{"$f":"100*(V128/V129)^($EI$12*V92)","v":100},81.477764383931017,54.281616372981702,21.527611546673185,63.428236579102872,40.047830823397682,40.977366660847601,32.053235817641848,30.344189134695508,19.199900508996507,72.88921160161928,52.873959836540827,59.61906620708799,32.875866649075284,64.296072833467818,61.45058164899654,36.761799040884767,40.602040847537943,45.214734004154309,66.704076615260178,58.193952304426865,86.868333294511913,75.606976337902793,88.737559199513143,90.469355338842519,66.331958110960002,89.347236778052547,63.520276441672983,31.04846404317691,83.100064551038244,53.051923216261365,85.154109161601994,{"$f":"100*(BB128/BB129)^($EI$12*BB92)","v":67.310954169968554},85.436407673601877,51.813298456766319,31.336050619421268,71.527864251410534,36.41028622384551,79.55408924220302,23.928043353821689,36.006043718857775,81.010510399287952,55.117010894396813,59.60525702534094,19.154082505207061,43.49293326989276,53.244419890305252,55.897894142601544,65.746321096643427,31.596027141591161,37.996677460023662,41.781306051329359,25.161721938325265,29.768566940700541,77.55221050643263,71.481289436098621,51.8848737039743,36.885932890331134,33.353810180808949,76.262091614500449,80.293203633346295,62.714394733490487,53.294036448379678,23.850091563757569,{"$f":"100*(CH128/CH129)^($EI$12*CH92)","v":36.844235390470665},26.677597966443461,25.080435454640572,27.489707224316497,45.841989752184617,37.480740941198,54.639310060595768,20.311796051116325,64.53396021582401,36.85661064368491,18.626938154916488,19.760097485603822,28.468927410252782,27.822540679490203,26.868698156719294,59.137519761207415,50.982098412697674,28.530891876772131,79.76984600575922,61.146111132263158,18.098305555471299,28.432456854063144,50.434057409813938,27.132307433902405,49.912328173833728,27.320732213447528,32.803377937153314,70.875451073476185,42.153270062304159,55.18057360678732,27.728169306006521,58.574620473283922,{"$f":"100*(DN128/DN129)^($EI$12*DN92)","v":69.696062790369737},{"$f":"100*(DO128/DO129)^($EI$12*DO92)","v":45.066858837504476},{"$f":"100*(DP128/DP129)^($EI$12*DP92)","v":57.760907821486526},{"$f":"100*(DQ128/DQ129)^($EI$12*DQ92)","v":42.031231917042838},null,null,null,null,null,null,null,null,null,null,null,null,null,null,null,null,null,null,null,null,505,{"$f":"IF(Calculator!$C$3,OFFSET('SPD Library'!B130,0,Calculator!$C$3-1),Calculator!C131)","v":4.1970000000000002E-3},{"$f":"RefCalc!B130","v":8.8431770252397589E-3},{"$f":"RefCalc!F130","v":0.2734073702773816},null,4.1970000000000002E-3,505,3.0650904732743622E-2]
[null,null,null,null,null,null,null,null,null,null,null,null,null,null,null,null,null,null,null,null,"Q",{"$f":"(4/$EI$12)*((V130/100)^0.5)*(V129+4)*(V88^0.25)","v":238.02650952152914},214.85471074239064,175.36855106616201,110.43920003508302,189.56870650531684,150.63116218595152,152.36925740308419,134.76008225620379,131.11823556619979,104.29772061210866,203.21555816552225,173.07974491273424,183.78832207845508,136.47840337421081,190.86115678240506,186.58998382165734,144.31906494476371,151.66985094154273,160.05355254680526,194.40235261470571,181.57842926657929,221.84828336154553,206.96945837215716,224.22243650915752,226.39981929915379,193.859343179657,224.99138592030013,189.70619694828031,132.63110514226832,216.98314947645844,173.37077646905533,219.64844499938374,{"$f":"(4/$EI$12)*((BB130/100)^0.5)*(BB129+4)*(BB88^0.25)","v":195.28469219968622},220.0122273504297,171.33494453772576,133.24393750836541,201.30889124887454,143.62742505600647,212.3032204838851,116.43375976649169,142.82789325402027,214.23775674996401,176.71286030211073,183.76703599093079,104.17319997452996,156.97651288284152,173.68502595542378,177.96026816331383,193.00166529008874,133.79551857592008,146.72298003543159,153.85667187649932,119.3975753169513,129.86863987625949,209.61502955407852,201.24334021298822,171.45324533243081,144.56252124583847,137.4668732259029,207.86419332505628,213.28716476649572,188.49895445251207,173.76593252281063,116.24394850691196,{"$f":"(4/$EI$12)*((CH130/100)^0.5)*(CH129+4)*(CH88^0.25)","v":144.48078818731241},122.94155156371123,119.20455871323168,124.79879306667192,161.15992548907482,145.72343902582136,175.94540588962309,107.27523921423466,191.213911933069,144.50505027617547,102.72971052996525,105.80833234147431,127.00209369579783,125.55202481155956,123.38110069234513,183.04458308327975,169.95509223232008,127.14023271558484,212.59091682344032,186.12715911767921,101.2614836280345,126.92071863554409,169.03914301557757,123.9848704983652,168.1625336535279,124.41464231507342,136.327858246478,200.38870837896519,154.54001978226225,176.81472642313432,125.33891376799535,182.1713470606625,{"$f":"(4/$EI$12)*((DN130/100)^0.5)*(DN129+4)*(DN88^0.25)","v":198.71445069981223},{"$f":"(4/$EI$12)*((DO130/100)^0.5)*(DO129+4)*(DO88^0.25)","v":159.79160995728475},{"$f":"(4/$EI$12)*((DP130/100)^0.5)*(DP129+4)*(DP88^0.25)","v":180.90156884643221},{"$f":"(4/$EI$12)*((DQ130/100)^0.5)*(DQ129+4)*(DQ88^0.25)","v":154.31615283896838},null,null,null,null,null,null,null,null,null,null,null,null,null,null,null,null,null,null,null,null,506,{"$f":"IF(Calculator!$C$3,OFFSET('SPD Library'!B131,0,Calculator!$C$3-1),Calculator!C132)","v":4.3530000000000001E-3},{"$f":"RefCalc!B131","v":9.1718726687797653E-3},{"$f":"RefCalc!F131","v":0.27944109959782248},null,4.3530000000000001E-3,506,3.1327328570171148E-2]
[null,null,null,null,null,null,null,null,null,null,null,null,null,null,null,null,null,null,null,null,"t",{"$f":"(V127*(V123^2+V124^2)^0.5)/(V117+V118+(21/20)*V119)","v":4.2047942407268417E-3},23.682812585631513,75.985707526434538,56.54794768627243,22.974979379738318,98.478977636440348,31.215580700551541,130.36242735467366,118.88393985679731,21.609375195489775,61.438510463266638,55.337042713293386,66.297302241803479,76.105420143914358,10.842994227299204,33.002153479107676,53.134889224871408,29.640661813312601,33.270764370822299,26.279819557173379,67.968971672927978,27.13042236316771,33.602652478957381,9.9004859773268894,20.930724964223753,29.805818400969478,24.378387212386592,13.475892922074889,19.915406893426713,24.451806790598866,17.857973393156186,24.000368466485654,{"$f":"(BB127*(BB123^2+BB124^2)^0.5)/(BB117+BB118+(21/20)*BB119)","v":30.103014730674232},16.070609124696485,32.980081531200874,25.793813229294003,5.236746538744308,37.156588800685164,13.590432405737356,8.5511072027534034,13.573129716920004,6.0376128350290319,52.049357750002457,46.992123503527829,1.397210069729887,52.765837967581,35.514080263399251,12.812576382611075,45.959546153087182,44.237913564692981,27.151471366573158,11.833143988695179,36.3092128547325,85.188717989105356,25.970148949105912,25.437076502087145,68.285040882051476,88.634432859045688,98.185607904693001,19.386204332112428,5.11671249277925,16.687129918875343,5.4336271825010485,8.1050902347967941,{"$f":"(CH127*(CH123^2+CH124^2)^0.5)/(CH117+CH118+(21/20)*CH119)","v":80.457799970907146},50.961965951934488,82.836163177077708,85.012858339527526,36.711792578259768,25.947224381449107,46.480736340995783,73.169400549802816,9.7675758816387752,86.801062477333957,6.594105487694506,73.075180142020884,114.22460362883979,69.335571707147068,108.58705515745218,30.141804541291837,40.89400598728254,89.182606150102529,8.8976638620727293,20.158590480539843,42.302207383133073,36.994473062003841,51.293620457777912,98.547364048756251,61.531212563252218,65.597637634475333,77.049244446164309,9.1544058198685399,54.197662176308008,31.511113294560079,82.915389509436338,47.40394148125494,33.701624020134382,32.704784266858951,66.40473847979645,111.6646172481607,null,null,null,null,null,null,null,null,null,null,null,null,null,null,null,null,null,null,null,null,507,{"$f":"IF(Calculator!$C$3,OFFSET('SPD Library'!B132,0,Calculator!$C$3-1),Calculator!C133)","v":4.4819999999999999E-3},{"$f":"RefCalc!B132","v":9.4436786817070767E-3},{"$f":"RefCalc!F132","v":0.28557782681100313},null,4.4819999999999999E-3,507,3.2015299201654877E-2]
[null,null,null,null,null,null,null,null,null,null,null,null,null,null,null,null,null,null,null,null,"s",{"$f":"100*(V135/V131)^0.5","v":0.5079183830664733},{"$f":"100*(W135/W131)^0.5","v":24.751628030417518},41.825212375564305,36.618148030511257,24.41594866843214,47.001680249996738,28.026956077480879,53.324573664299493,51.158079184314531,23.751868990094462,38.01080783691679,36.263187069970961,39.33525138695444,41.854851859442718,17.415098956196658,28.737753843270763,35.606533557397292,27.381570120698612,{"$f":"100*(AN135/AN131)^0.5","v":28.842775191097985},25.938142097176719,39.778518955349384,26.312629117225121,28.971894616529987,16.716841527353125,23.413250761145299,27.450121279962737,25.076159957537392,19.204795755104286,22.895172888935829,25.110116321765336,21.798834381520237,24.900430394628131,27.572953639044545,20.788509235766856,28.729103295413459,25.721174303303123,12.551235953418452,30.31272090774419,19.278079561444596,15.650162546329458,19.267030923770122,13.381295510594478,35.277330460119209,33.691479012115437,6.9259055186945915,35.49503202749576,29.702229672489111,18.773498183016343,33.356300199337078,32.788109793056265,26.321813693155587,18.113561990148387,29.999662569640634,44.033249063756223,25.800153677071119,25.560481629331388,39.861652866386997,44.825991678023129,46.938620265682992,22.619372269778442,12.420948217452308,21.14367798017361,12.761426432556092,15.277413344238067,42.915528333208194,34.943755069906565,43.481826953533968,43.992320725940921,30.148888839820376,25.789902659443488,33.525992564667071,41.120375159272207,16.615478462509341,44.406348517583396,13.922875680567207,41.096538854416501,50.245901363365377,40.136457647385157,49.114408663706868,27.588936320824221,31.64868281927814,44.950535132605637,{"$f":"100*(CZ135/CZ131)^0.5","v":15.932465703470589},23.020559127041924,32.134545228145491,30.253134291412987,35.04590697797078,47.016365091800935,38.036605977571028,39.147901267568564,42.087639371847061,16.137727103315317,35.925270240989846,28.14605168447682,43.500536173826568,33.824025932659318,29.010263115516128,28.620938766935843,39.363923252945952,49.73599450034591,null,null,null,null,null,null,null,null,null,null,null,null,null,null,null,null,null,null,null,null,508,{"$f":"IF(Calculator!$C$3,OFFSET('SPD Library'!B133,0,Calculator!$C$3-1),Calculator!C134)","v":4.6059999999999999E-3},{"$f":"RefCalc!B133","v":9.7049495778542601E-3},{"$f":"RefCalc!F133","v":0.29181869677787492},null,4.6059999999999999E-3,508,3.2714944974224794E-2]
[null,null,null,null,null,null,null,null,null,null,null,null,null,null,null,null,null,null,null,null,"C",{"$f":"(V132^0.9)*((V130/100)^0.5)*((1.64-0.29^V89)^0.73)","v":6.5057747687137877E-3},13.945633660172465,32.502282161641908,15.689237486440373,11.972909118286177,35.255544543613986,12.680461200562984,40.597742437365056,36.35610832350914,6.2338482803698296,31.10691815696487,24.113709240094515,30.127812902941606,25.330361286753149,6.132750231807031,16.326000321574089,19.38513946650362,12.047634641517392,14.1066938393491,13.856867982483143,30.440186318287726,16.273103770941809,18.405426666613117,6.6385518427887034,13.14877644951766,15.476084948008392,14.989038898077032,7.4128760106051184,7.3657856413022467,14.494701983556862,8.7282719772105555,14.428715602954798,{"$f":"(BB132^0.9)*((BB130/100)^0.5)*((1.64-0.29^BB89)^0.73)","v":15.729706365657204},10.073475721014201,14.982211470121342,9.3393118194958316,3.3598646134235426,13.982120774951138,8.3593007687149381,3.0213598900135898,5.6173107780454119,4.0642289815598822,23.299436407911994,22.100067292153039,0.52941344097973275,20.95345553696615,16.234028891490848,6.6450659295013628,22.751112424485203,15.239129557492509,10.769997281053717,5.3482277126787139,11.384503105999165,26.677896813550298,14.782668468249566,13.929817145827029,28.863045125532203,30.775233663401732,32.088138717791516,11.267475269256179,3.4862622748633645,8.9280342998770745,2.9981193024468467,2.8744571848243581,{"$f":"(CH132^0.9)*((CH130/100)^0.5)*((1.64-0.29^CH89)^0.73)","v":28.191933475851009},15.904633569450136,23.877797444629859,25.588802590438014,15.519778251698849,10.26868071631853,20.952075623113881,19.217613775340659,5.5928223282688885,30.189713000244257,2.1097927114929464,18.932858827714256,33.970191589003917,21.428295850538838,31.532057663454232,14.760892841926671,18.035629041401595,27.216894349887777,5.7173729447435813,10.450265318074887,11.078333504702712,12.307195674226456,21.996203189249968,29.03705891291311,25.776182044960667,20.201066428730361,25.584655864840091,5.5289646455499106,21.131332501259127,14.840182022119281,25.128176814419362,22.080886209035725,17.718159986261437,13.867799507000566,29.697843807841252,40.442578121260809,null,null,null,null,null,null,null,null,null,null,null,null,null,null,null,null,null,null,null,null,509,{"$f":"IF(Calculator!$C$3,OFFSET('SPD Library'!B134,0,Calculator!$C$3-1),Calculator!C135)","v":4.7450000000000001E-3},{"$f":"RefCalc!B134","v":9.9978258243418293E-3},{"$f":"RefCalc!F134","v":0.29816485712625546},null,{"$f":"EM134/MAX($EM$5:$EM$405)","v":4.7450000000000001E-3},{"$f":"EL134","v":509},{"$f":"EO134/MAX($EO$5:$EO$405)","v":3.3426394545096216E-2}]
[null,null,null,null,null,null,null,null,null,null,null,null,null,null,null,null,null,null,null,null,"M",{"$f":"V134*V88^0.25","v":6.1406336913029467E-3},13.162925392382402,30.678069251000455,14.808668256299933,11.300921370383028,33.276802890695343,11.968761606057143,38.319166258350172,34.315596772517353,5.8839692638910623,29.361021009497126,22.760310746398947,28.436868710358183,23.908677361276659,5.7885454127434395,15.409692339948732,18.297135199187437,11.371452872297375,13.314945958377935,13.079141749322444,28.731709953213102,15.359764644552891,17.372409453110347,6.2659585608969559,12.410792340000082,14.607479050492099,14.147768794642616,6.9968232529470988,6.952375862965555,13.681176878987129,8.2383917174419548,13.618894029319359,{"$f":"BB134*BB88^0.25","v":14.846865791874512},9.5080949771661825,14.141324560770386,8.8151365288838708,3.1712899042590292,13.197364642782805,7.8901292714524685,2.8517839909537499,5.3020353523557908,3.8361213384383026,21.991739536209142,20.859685835863512,0.49969974797505795,19.777428452991245,15.322882869549847,6.2721070400186418,21.474190612970645,14.383822944022654,10.165523786239929,5.048054758853552,10.745540049684591,25.180581531072285,13.952981046935552,13.147996590768237,27.243086893166563,29.047952535954007,30.287169892392207,10.63508048065983,3.2905934101338143,8.4269422425412852,2.8298477973270781,2.7131263009939599,{"$f":"CH134*CH88^0.25","v":26.609641845779382},15.011975086205133,22.537639662491681,24.152613469280794,14.648720037502013,9.6923439580317421,19.776125987751737,18.139012002506671,5.2789213336429626,28.495294622183398,1.9913791464410502,17.870239121900848,32.063591253512456,20.225618027818744,29.762299269176044,13.932427592596703,17.023366973610763,25.689327460470263,5.3964814612199365,9.8637369992924313,10.456554427554686,11.616445863765135,20.761651177075343,27.40733403720867,24.329476123216054,19.067267700236584,24.14869948150525,5.2186477072274853,19.945321950487791,14.00726661309092,23.717840631323799,20.841581304210759,{"$f":"DN134*DN88^0.25","v":16.723716087245204},{"$f":"DO134*DO88^0.25","v":13.089459734517966},{"$f":"DP134*DP88^0.25","v":28.031031926046285},{"$f":"DQ134*DQ88^0.25","v":38.172710646062491},null,null,null,null,null,null,null,null,null,null,null,null,null,null,null,null,null,null,null,null,510,{"$f":"IF(Calculator!$C$3,OFFSET('SPD Library'!B135,0,Calculator!$C$3-1),Calculator!C136)","v":4.9189999999999998E-3},{"$f":"RefCalc!B135","v":1.0364447888290296E-2},{"$f":"RefCalc!F135","v":0.30461745812407687},null,4.9189999999999998E-3,510,3.4149776867460013E-2]
[null,null,null,null,null,null,null,null,null,null,null,null,null,null,null,null,null,null,null,null,null,null,null,null,null,null,null,null,null,null,null,null,null,null,null,null,null,null,null,null,null,null,null,null,null,null,null,null,null,null,null,null,null,null,null,null,null,null,null,null,null,null,null,null,null,null,null,null,null,null,null,null,null,null,null,null,null,null,null,null,null,null,null,null,null,null,null,null,null,null,null,null,null,null,null,null,null,null,null,null,null,null,null,null,null,null,null,null,null,null,null,null,null,null,null,null,null,null,null,null,null,null,null,null,null,null,null,null,null,null,null,null,null,null,null,null,null,null,null,null,null,511,{"$f":"IF(Calculator!$C$3,OFFSET('SPD Library'!B136,0,Calculator!$C$3-1),Calculator!C137)","v":5.1310000000000001E-3},{"$f":"RefCalc!B136","v":1.081113683976774E-2},{"$f":"RefCalc!F136","v":0.31117765255194063},null,5.1310000000000001E-3,511,3.4885221176195101E-2]
[null,null,null,null,null,null,null,null,null,null,null,null,null,null,null,null,null,null,null,null,"ac",{"$f":"V134*COS(PI()*V$34/180)","v":-1.1297159328986443E-3},3.5101918693930969,23.092798677374969,15.506148217916909,8.3883889933317661,29.807417090128972,11.664711370647389,37.375202141109057,33.787833552675856,6.2055346164999312,12.08524219098342,19.314114548718063,20.21667647199699,24.127181869936688,4.2919526214473054,11.116390275543509,18.003440957972956,11.21866628474393,12.599371995325384,9.5678440942998506,20.033322612669593,3.8109025891854258,8.4497088122235038,1.2876539078480236,2.6495146911314462,11.100760738767269,2.9842210399919828,5.4994134329475637,7.2325234404696799,5.3165293610942248,7.4548114867126474,4.7142281335937399,{"$f":"BB134*COS(PI()*BB$34/180)","v":11.014310901067798},2.9375641325192809,13.484349576079799,9.1829379337855279,1.9766307392919817,13.608590478973529,3.7008162615375335,2.9950332587153818,5.3944272086902778,1.5203877926747567,20.838208114309285,19.017422564217252,0.52746301805425544,20.030853830754339,14.565149226860848,5.4350965258451929,18.393573577265041,15.000370390407333,10.351575804482698,5.0176823584403918,11.289344644759648,26.382142100537326,7.9288489520756595,8.8030054521330996,26.198363963244997,30.026367944377263,31.527118937976212,5.9550641823945156,1.357017192066039,6.6023863302580477,2.5203030214691071,2.8509767730317725,{"$f":"CH134*COS(PI()*CH$34/180)","v":27.149502369814766},15.775411994522491,23.590186545358346,25.158250018347541,13.996361587908263,9.7158491170817651,17.080238415507669,19.077602476073086,3.9142486180441209,28.51631601971409,2.101795242444533,18.813784192957598,32.780150383985088,20.828540468844917,30.746966483487174,10.553261221399261,14.738747946749607,26.060694120583534,2.0832750607639152,7.5404303767272358,11.028482778625653,11.991254697403082,16.852150039597685,28.162349543866718,20.568060619845568,19.639197793070355,24.339973395689636,3.058264291154233,18.280410204101084,11.089631626642522,24.042198466286333,14.285413880862951,8.2636417382260543,12.55665112499794,20.336917869391193,33.497597302443275,null,null,null,null,null,null,null,null,null,null,null,null,null,null,null,null,null,null,null,null,512,{"$f":"IF(Calculator!$C$3,OFFSET('SPD Library'!B137,0,Calculator!$C$3-1),Calculator!C138)","v":5.3810000000000004E-3},{"$f":"RefCalc!B137","v":1.1337892678774161E-2},{"$f":"RefCalc!F137","v":0.31784659557499967},null,5.3810000000000004E-3,512,3.5632856973505531E-2]
[null,null,null,null,null,null,null,null,null,null,null,null,null,null,null,null,null,null,null,null,"bc",{"$f":"V134*SIN(PI()*V$34/180)","v":6.4069374315805427E-3},13.496638515711306,22.871838469200824,2.3898829155249586,8.5431541512073128,18.827408411192369,4.9727864320190518,15.851528504275816,13.421956498491651,0.59346820141515211,28.663343810682399,14.437311124818805,22.337661084841855,7.7140325337945601,4.3806127540540265,11.956761841813149,7.1874714474965442,4.3916998129471141,6.3446541592540946,10.023430035229353,22.91878985000675,15.820585570565342,16.351212547352741,6.5124740293529779,12.879068057156498,10.783427856605478,14.688965650192511,4.9706320163658013,1.3947769702253401,13.484468886268759,4.5396604945454033,13.636857667930121,{"$f":"BB134*SIN(PI()*BB$34/180)","v":11.229809336066925},9.6356437288433838,6.5298527583332291,1.7018801855645782,2.7169139001856064,3.2102907252943993,7.4954565131269693,0.39798412552720219,1.5666318863367903,3.7691349371489551,10.422706918601788,11.258357488181526,4.5402159366016298E-2,6.1491620364543644,7.1693878433960023,3.8231697532499549,13.38990543690665,2.6869979197298957,2.9728302672626432,1.8510546767885199,1.4688800027031808,3.9614084088229511,12.47640338147772,10.795688988012371,12.112848532358283,6.7477577835788232,5.9740620889753542,9.5652082845519644,3.2113126583334552,6.009849516069699,1.6238201968438668,0.36665453361674705,{"$f":"CH134*SIN(PI()*CH$34/180)","v":7.5953692588465502},2.023300615715832,3.6949031870897842,4.6743207021687381,6.7056229600560338,3.3238651578837439,12.134864176664646,2.3155480956121561,3.9947865214204774,9.9115332669024863,0.18352668554269241,2.1200631431578629,8.9126683657002879,5.0342591307867259,6.9924754239624667,10.320495873927408,10.394865265179384,7.8485387178974948,5.3243138910553531,7.235326872497744,1.0497813310285509,2.7707176228744208,14.136406678702272,7.0733908757438915,15.535972552541107,4.7312783581858007,7.88291258478852,4.6061339078658738,10.599991323042074,9.8615958564018538,7.3073909793045813,16.837235106419111,15.673079420490541,5.8861171999420048,21.641896830189637,22.660827435414365,null,null,null,null,null,null,null,null,null,null,null,null,null,null,null,null,null,null,null,null,513,{"$f":"IF(Calculator!$C$3,OFFSET('SPD Library'!B138,0,Calculator!$C$3-1),Calculator!C139)","v":5.6829999999999997E-3},{"$f":"RefCalc!B138","v":1.1974213732293912E-2},{"$f":"RefCalc!F138","v":0.32462544461420739},null,5.6829999999999997E-3,513,3.6392814014486567E-2]
[null,null,null,null,null,null,null,null,null,null,null,null,null,null,null,null,null,null,null,null,"aM",{"$f":"V135*COS(PI()*V$34/180)","v":-1.0663098502149122E-3},3.3131799397344301,21.796699490228438,14.635854998727927,7.917584899483316,28.134455332604773,11.010021433017293,35.277493249635917,31.891468187226632,5.8572447238532117,11.40694967221873,18.230096603696335,19.082001619103053,22.773027215637502,4.0510638326241732,10.492475235992602,16.992985468473069,10.589010933927973,11.89222358815994,9.0308422727962281,18.908938621067723,3.5970130638340834,7.9754631014219974,1.2153834478399435,2.5008088592621922,10.477722917703137,2.8167295843985691,5.1907550767298103,6.8265930946863778,5.0181354990238791,7.0364050716545483,4.4496388416098061,{"$f":"BB135*COS(PI()*BB$34/180)","v":10.396125136522956},2.7726913279042522,12.727531194344209,8.6675392349150702,1.865690981392685,12.84479899122768,3.4931054069386525,2.8269349599197033,5.0916612764191624,1.4350549835265991,19.668649371089142,17.950056660609679,0.49785879387592868,18.906608401233154,13.747670222373715,5.1300480002148801,17.361221626543273,14.1584642991828,9.7705865024358811,4.7360614896582218,10.655722422442102,24.901426254467445,7.4838368586795783,8.3089307247534929,24.727962791359378,28.341117419771127,29.75763773305766,5.6208321148985574,1.2808536700887803,6.2318228625975065,2.378849283309191,2.6909637434408458,{"$f":"CH135*COS(PI()*CH$34/180)","v":25.625717901567295},14.890006160926646,22.266171122488451,23.746225956025611,13.210806180331353,9.1705404120166811,16.121598302808916,18.006858933577799,3.6945587258394612,26.915818196564729,1.9838305408360717,17.757847632806786,30.940341928509756,19.659524328866716,29.021271870927578,9.9609521867995863,13.911525594871758,24.59801976317636,1.9663498170729379,7.1172185426593977,10.409501607718868,11.318237291271267,15.906311543660268,26.581718332297548,19.413664090304056,18.536934327674661,22.973875670850873,2.8866171072324427,17.254409625424845,10.467218434640465,22.692813563888201,13.483635214807261,7.7998391697535512,11.851900456022619,19.195494385480234,31.61752164588826,null,null,null,null,null,null,null,null,null,null,null,null,null,null,null,null,null,null,null,null,514,{"$f":"IF(Calculator!$C$3,OFFSET('SPD Library'!B139,0,Calculator!$C$3-1),Calculator!C140)","v":6.0530000000000002E-3},{"$f":"RefCalc!B139","v":1.2753812374023413E-2},{"$f":"RefCalc!F139","v":0.3315153592169563},null,6.0530000000000002E-3,514,3.7165222292622389E-2]
[null,null,null,null,null,null,null,null,null,null,null,null,null,null,null,null,null,null,null,null,"bM",{"$f":"V135*SIN(PI()*V$34/180)","v":6.0473436676031153E-3},12.739130408798191,21.588140825505448,2.2557490953907164,8.0636637565720459,17.770707182435281,4.693685377944222,14.961850579289145,12.668639971090624,0.56015939098477729,27.05459395177833,13.627007121614881,21.083944513745447,7.2810771594219998,4.1347478543917839,11.285680370892869,6.7840696757629972,4.145212644489308,5.9885560867154979,9.4608581398700835,21.632457027814901,14.932644338986446,15.433489512238442,6.1469569513373479,12.156221516410453,10.178200561514004,13.864537363902095,4.6916518803492782,1.3164941547634395,12.727643808166865,4.2848689312055219,12.871479664788653,{"$f":"BB135*SIN(PI()*BB$34/180)","v":10.599528573841816},9.0948366062825645,6.1633602872169355,1.6063609912067216,2.5644252414147779,3.0301109533365427,7.0747688680441714,0.3756469931250388,1.478703595668915,3.5575896499564346,9.837725333918355,10.626474441310574,4.2853931986948347E-2,5.8040360935824289,6.767001026363392,3.6085917248897412,12.638387797351477,2.5361883159100511,2.8059781266124606,1.747162961649638,1.3864381036455045,3.7390716409689428,11.776156672225948,10.189773528499078,11.433006588722405,6.3690352432517034,5.6387637509237605,9.0283543996808593,3.0310755296818632,5.6725425840917021,1.5326821729687676,0.3460757960794103,{"$f":"CH135*SIN(PI()*CH$34/180)","v":7.1690739422847818},1.9097414789468599,3.4875242078557016,4.4119712421841077,6.3292652656395987,3.1373109428877681,11.453786589870543,2.185586368302681,3.7705763840710467,9.3552416545222936,0.17322612426058887,2.0010731430744877,8.4124387319743228,4.7517078792707972,6.6000179379835489,9.7412509543303791,9.8114463124174307,7.4080340915560603,5.0254831168941045,6.8292391821663188,0.99086163277817085,2.6152091932123858,13.342991144214032,6.6763919544566486,14.664005422086381,4.4657321106356251,7.4404787015580025,4.3476114785458577,10.005059529390945,9.3081070154857137,6.897258641481109,15.892233721350721,14.793417072899766,5.5557548291926979,20.427230505773977,21.388972930924009,null,null,null,null,null,null,null,null,null,null,null,null,null,null,null,null,null,null,null,null,515,{"$f":"IF(Calculator!$C$3,OFFSET('SPD Library'!B140,0,Calculator!$C$3-1),Calculator!C141)","v":6.5050000000000004E-3},{"$f":"RefCalc!B140","v":1.370618693094702E-2},{"$f":"RefCalc!F140","v":0.33851750092714156},null,6.5050000000000004E-3,515,3.7950212025219275E-2]
[null,null,null,null,null,null,null,null,null,null,null,null,null,null,null,null,null,null,null,null,"as",{"$f":"V133*COS(PI()*V$34/180)","v":-8.8199101623026924E-2},6.2301194469738688,29.716719712907892,36.190823889144632,17.106157997910746,39.738393075034779,25.781897682641961,49.091811518005386,47.544160914398759,23.64398981103502,14.767448715623301,29.045359301523437,26.39514702897948,39.866767454285835,12.187807556576249,19.567565911544531,33.068636195595317,25.49751106145294,25.760880483314825,17.909682043251326,26.179074429907516,6.1620000611171433,13.300646471411131,3.2425002966505425,4.7178345526647529,19.689555181604515,4.9925018312607072,14.247521690844174,22.480952155914022,9.2101700908787798,18.618370436737763,8.1356035239137672,{"$f":"BB133*COS(PI()*BB$34/180)","v":19.307231602506558},6.0622153456072674,25.856881850535224,25.290508741581181,7.3839757419136784,29.50292103583628,8.5347605387305876,15.513794793359658,18.502553971569185,5.0058100655226605,31.550821272037137,28.991997387010453,6.9003896480012576,33.932150093638278,26.648801135068624,15.355118494682838,26.967541214448104,32.274401857510931,25.299193922313833,16.994059589314265,29.748907512414867,43.545090606929698,13.838199908575719,16.153051887659444,36.181563152057706,43.73522340454393,46.117958941637831,11.954746774509452,4.8348170458590669,15.635998449244129,10.727612330162454,15.152617623382628,{"$f":"CH133*COS(PI()*CH$34/180)","v":41.328674359363625},34.659844909744649,42.958083196134488,43.252113880628791,27.189483176384122,24.401460119914208,27.330559340351737,40.820789725839923,11.628675075424677,41.944932288648289,13.870099042031256,40.83806994602908,48.485690713712408,39.013080564856025,47.891548758314002,19.724636912695381,25.863359567286558,43.040992538967238,5.8054125167805202,16.610575717207681,31.989944922413663,29.476498813030666,26.85003759899735,45.600048957042013,30.351245043010984,38.059048956144139,40.04009387540534,8.9263429420161149,31.078431833834809,21.032716745661247,41.620549385853749,21.882736272032115,13.530209756779742,25.914936452962337,26.956195183463443,41.195106558582118,null,null,null,null,null,null,null,null,null,null,null,null,null,null,null,null,null,null,null,null,516,{"$f":"IF(Calculator!$C$3,OFFSET('SPD Library'!B141,0,Calculator!$C$3-1),Calculator!C142)","v":7.182E-3},{"$f":"RefCalc!B141","v":1.5132641742976401E-2},{"$f":"RefCalc!F141","v":0.3456330331546843},null,7.182E-3,516,3.8747913638778241E-2]
[null,null,null,null,null,null,null,null,null,null,null,null,null,null,null,null,null,null,null,null,"bs",{"$f":"V133*SIN(PI()*V$34/180)","v":0.50020196154128749},23.954721910984233,29.432379444508545,5.5779056472258182,17.421765350561564,25.100160599824086,10.991088155902643,20.820763635369783,18.886551532091634,2.2612001986297021,35.024905008385829,21.71142186769708,29.164331211146553,12.746351514131062,12.439574696024975,21.046825419853324,13.20191395735568,9.9813482028140896,12.972382874729943,18.762475971016514,29.949735095230018,25.580934429911576,25.738365937134741,16.399359209336783,22.932996933195486,19.126697964761554,24.57414746600297,12.877589279993222,4.3354044537697805,23.360023728362687,11.337789143980324,23.533877477785133,{"$f":"BB133*SIN(PI()*BB$34/180)","v":19.68498362275346},19.884960682612569,12.521303331762175,4.6871073310632294,10.14940521415981,6.959791604926175,17.285896393416078,2.0614943211321597,5.3734511393222473,12.409711323385727,15.780865675000962,17.163328509802344,0.59396124422496777,10.416644788786529,13.117310912715984,10.801137442045954,19.631466675603672,5.7812739548828986,7.2655807048268217,6.2692157919299785,3.8706919420283987,6.5385095507364168,21.775035087245701,19.809521342979718,16.728593996926303,9.8285178777286379,8.7388749563884556,19.20208403887916,11.441350390303684,14.232732380836563,6.9117536332892948,1.9487271872321015,{"$f":"CH133*SIN(PI()*CH$34/180)","v":11.562147197474832},4.4453536662529674,6.728474071515838,8.0361015244438825,13.026415580541348,8.3479232866508042,19.417329980963501,4.9546321153091402,11.867941714059292,14.578972664964809,1.211123354895522,4.6019070933474167,13.182882834617972,9.4294632572800925,10.891496495690404,19.289585427811268,18.240771806272843,12.962390596189444,14.837137490172241,15.938472852332614,3.0450650043420051,6.8108848308916601,22.523123159122708,11.453127152044068,22.925647616416274,9.1688039683003364,12.967662485713394,13.44420461546896,18.020991000437064,18.703610660030897,12.650158743276815,25.791676633012827,25.661815796412728,12.148012369915287,28.685919805626618,27.868124166608403,null,null,null,null,null,null,null,null,null,null,null,null,null,null,null,null,null,null,null,null,517,{"$f":"IF(Calculator!$C$3,OFFSET('SPD Library'!B142,0,Calculator!$C$3-1),Calculator!C143)","v":8.1700000000000002E-3},{"$f":"RefCalc!B142","v":1.7214380818729769E-2},{"$f":"RefCalc!F142","v":0.35286312104454037},null,8.1700000000000002E-3,517,3.9558457754309988E-2]
[null,null,null,null,null,null,null,null,null,null,null,null,null,null,null,null,null,null,null,null,null,null,null,null,null,null,null,null,null,null,null,null,null,null,null,null,null,null,null,null,null,null,null,null,null,null,null,null,null,null,null,null,null,null,null,null,null,null,null,null,null,null,null,null,null,null,null,null,null,null,null,null,null,null,null,null,null,null,null,null,null,null,null,null,null,null,null,null,null,null,null,null,null,null,null,null,null,null,null,null,null,null,null,null,null,null,null,null,null,null,null,null,null,null,null,null,null,null,null,null,null,null,null,null,null,null,null,null,null,null,null,null,null,null,null,null,null,null,null,null,null,518,{"$f":"IF(Calculator!$C$3,OFFSET('SPD Library'!B143,0,Calculator!$C$3-1),Calculator!C144)","v":9.4000000000000004E-3},{"$f":"RefCalc!B143","v":1.9806019546641348E-2},{"$f":"RefCalc!F143","v":0.36020893134522225},null,9.4000000000000004E-3,518,4.0381975172595307E-2]
[null,null,null,null,null,null,null,null,null,null,null,null,null,null,null,null,null,null,null,null,"CAM02-UCS Conversion",null,null,null,null,null,null,null,null,null,null,null,null,null,null,null,null,null,null,null,null,null,null,null,null,null,null,null,null,null,null,null,null,null,null,null,null,null,null,null,null,null,null,null,null,null,null,null,null,null,null,null,null,null,null,null,null,null,null,null,null,null,null,null,null,null,null,null,null,null,null,null,null,null,null,null,null,null,null,null,null,null,null,null,null,null,null,null,null,null,null,null,null,null,null,null,null,null,null,null,null,null,null,null,null,null,null,null,null,null,null,null,null,null,null,null,null,null,null,null,null,519,{"$f":"IF(Calculator!$C$3,OFFSET('SPD Library'!B144,0,Calculator!$C$3-1),Calculator!C145)","v":1.0802000000000001E-2},{"$f":"RefCalc!B144","v":2.2760066291789345E-2},{"$f":"RefCalc!F144","v":0.36767163227687077},null,1.0802000000000001E-2,519,4.121859685939494E-2]
[null,null,null,null,null,null,null,null,null,null,null,null,null,null,null,null,null,null,null,null,"Mc",{"$f":"(1/0.0228)*LN(1+0.0228*V135)","v":6.1402038672695109E-3},11.511074146235261,23.259234260550326,12.758995618259942,10.05498475289523,24.762333972786397,10.582813580623716,27.539596728109576,25.349048498433419,5.5213788912668509,22.477325304418091,18.3337494456154,21.92022904530609,19.083341305666455,5.4371615338779637,13.206027276934893,15.292334624028225,10.111030417885704,11.627847138878954,11.44658348597641,22.098734681315339,13.169064928450062,14.634918521218632,5.8568976270688271,10.928712097844867,12.60833077706414,12.262112038387482,6.4917831168972882,6.4534340293470001,11.907893432497739,7.5496754910765134,11.860393533656552,{"$f":"(1/0.0228)*LN(1+0.0228*BB135)","v":12.787542292773709},8.6057797090012897,12.257239255774238,8.0325503245393968,3.0618824250242929,11.537555544130621,7.2555003016682447,2.7629040400273213,5.0052546599545629,3.677543042351072,17.824814612328151,17.06426552658807,0.49687460774258724,16.324628868799014,13.141740685548481,5.8622771847772643,17.478744674054717,12.4402313869209,9.1427789431466433,4.7780782737998528,9.6111480264186966,19.898887921971788,12.114584378644887,11.499589962427688,21.189959398438209,22.289393232941524,23.028615145569848,9.5223355020933553,3.1730004343535616,7.7081235057331199,2.7423022371781145,2.6325179392297735,{"$f":"(1/0.0228)*LN(1+0.0228*CH135)","v":20.797468543944134},12.910722341891926,18.186907064925862,19.240933251449427,12.639257173376334,8.7569417650300778,16.323731180608707,15.180616098121686,4.9846286143771357,21.955659591305821,1.9474948350641883,14.990065043586018,24.067021571380405,16.632445300146482,22.717037285279368,12.098988693497612,14.384189077505233,20.220897386192398,5.0894340224998453,8.8970903266826582,9.3784143565345683,10.305151928994061,16.99777804489089,21.291158239663332,19.354840142233549,15.832423665026058,19.238409132067169,4.9307971186099069,16.440191263289112,12.155748891180687,18.959657577644588,17.051994549272592,14.167789951175941,11.454530655300683,21.673329097122661,27.461362180865148,null,null,null,null,null,null,null,null,null,null,null,null,null,null,null,null,null,null,null,null,520,{"$f":"IF(Calculator!$C$3,OFFSET('SPD Library'!B145,0,Calculator!$C$3-1),Calculator!C146)","v":1.2307E-2},{"$f":"RefCalc!B145","v":2.5931136442607989E-2},{"$f":"RefCalc!F145","v":0.37525239339891525},null,1.2307E-2,520,4.2068453930613384E-2]
[null,null,null,null,null,null,null,null,null,null,null,null,null,null,null,null,null,null,null,null,"J'",{"$f":"(1+100*0.007)*V130/(1+0.007*V130)","v":100},88.204984716912762,66.870047845951007,31.804252479037206,74.673252918676084,53.174616171912938,54.133721765059022,44.504833440858235,42.547612023654459,28.772788173244926,82.04850422194491,65.604386021067512,71.5092214822687,45.433348383328884,75.377833229448157,73.045268955244126,49.704476526903349,53.747626230991948,58.385768773886866,77.302286675418756,70.294653092341846,91.833938412386274,84.049016017579007,93.052863040184448,94.164740497086569,77.00778746309426,93.446190292310945,74.748259293739011,43.358816325862897,89.315337534918527,65.765402049082837,90.69852242130483,{"$f":"(1+100*0.007)*BB130/(1+0.007*BB130)","v":77.78033985147573},90.8866755777875,64.638624848669352,43.688180749056208,81.027367450072362,49.325737130636824,86.867370112556529,34.841800852268726,48.888343490602125,87.882196515609294,67.61266324410353,71.497534499453053,28.712243493379503,56.681326500784373,65.939238354253405,68.301176504123973,76.54217908115092,43.984989652519658,51.023332046969507,54.955447646203162,36.36915358728448,41.879677845417035,85.450585369579073,80.992202539044001,64.704127069036346,49.837871284407598,45.968828295061464,84.523815184303544,87.384036511331786,74.089238712220038,65.983989843967905,34.744533518152068,{"$f":"(1+100*0.007)*CH130/(1+0.007*CH130)","v":49.793083530813504},38.215442976160922,36.26920762676987,39.191049034862615,58.99897100826243,50.474506329056915,67.188785079238215,30.231640827452971,75.569939901218646,49.806378098280888,28.013194564620264,29.510283213623634,40.355109763917483,39.588207550182055,38.445856138658854,71.100735527850233,63.874407866328433,40.428323337252323,87.018546071442472,72.791828345923946,27.307573748543287,40.311993533925154,63.36693583734953,38.762844701464793,62.881146837288846,38.988822509217108,45.351878759423393,80.53338627426723,55.333224589223427,67.668910178548956,39.475754910689062,70.620763760818832,79.632704790774824,58.24061043892862,69.922167994902637,55.209446816794504,null,null,null,null,null,null,null,null,null,null,null,null,null,null,null,null,null,null,null,null,521,{"$f":"IF(Calculator!$C$3,OFFSET('SPD Library'!B146,0,Calculator!$C$3-1),Calculator!C147)","v":1.4045E-2},{"$f":"RefCalc!B146","v":2.959314303538061E-2},{"$f":"RefCalc!F146","v":0.38295238547732957},null,1.4045E-2,521,4.2931677637417322E-2]
[null,null,null,null,null,null,null,null,null,null,null,null,null,null,null,null,null,null,null,null,"a'",{"$f":"V145*COS(V125*PI()/180)","v":6.1026487512548227E-3},11.461366404609148,23.193876570833709,12.758129980989194,9.1554186696906505,24.613138569320903,10.026278092158277,27.444091366472446,25.27233607541022,5.5183977301396467,21.239581139069756,16.499885144422869,20.460545773768711,18.593717382282669,4.6903017661012738,12.581823654334054,14.239695460955366,6.9747546753838661,10.405228593101743,5.2295122784936998,20.300098738677143,5.8005817825837109,9.3515590059267879,0.7667787566274552,0.42296122285371385,1.5382930106361685,2.6407830588006367,0.26293900065095499,-1.1304112572671789,0.91487868417724372,2.4008618519506424,0.35832383062462997,{"$f":"BB145*COS(BB125*PI()/180)","v":-2.7178636663000004},0.41979795323431829,-4.8525932545143036,-4.4515356055143194,0.80412002087887247,-8.2500249622434652,-0.84357100990658651,1.7346660943468504,3.0815139456180947,-1.0391182533467089,-14.106243611459302,-12.519296297459656,-0.21771427139488925,-14.184438525228348,-11.061805911091632,-3.6489927908086344,-16.138211703053663,-11.240937232759164,-9.0030894322234118,-4.7301921562095846,-9.5618801698304807,-19.862442760044633,-12.104546120931088,-11.320322672081788,-20.834057156865878,-21.777218466768794,-22.248977513074529,-9.0816716965095576,-2.3912092175705828,-5.9240301166128386,-0.97640926494597369,2.5955485155746723,{"$f":"CH145*COS(CH125*PI()/180)","v":-16.268304000382354},-11.806665391248435,-9.7233904013858172,-10.151355637543716,-4.0911888883006444,5.450855662919726,-5.535657172613579,1.327141964915892,-1.1342343254563769,-6.6116132528480893,-0.85584093625913327,0.40150173290261015,5.2570385717054302,1.4376538658076998,1.7971343650557614,2.8259310091246626,6.3391491945522533,10.679728268958192,2.2752890150495224,3.5354926574478771,8.7527763904898457,8.0831588106214394,12.051658846720008,18.476186977541236,17.797361834438473,14.144033931157541,18.000722367877209,4.8077580612144359,15.71495473995083,11.754680728818759,18.448627534950329,16.76676099420925,14.0218839653744,11.430542237592325,21.669211652629837,27.437937677555407,null,null,null,null,null,null,null,null,null,null,null,null,null,null,null,null,null,null,null,null,522,{"$f":"IF(Calculator!$C$3,OFFSET('SPD Library'!B147,0,Calculator!$C$3-1),Calculator!C148)","v":1.6132000000000001E-2},{"$f":"RefCalc!B147","v":3.3990500779406192E-2},{"$f":"RefCalc!F147","v":0.39077278035153479},null,1.6132000000000001E-2,522,4.3808399351314475E-2]
[null,null,null,null,null,null,null,null,null,null,null,null,null,null,null,null,null,null,null,null,"b'",{"$f":"V145*SIN(V125*PI()/180)","v":6.7807208351281791E-4},1.068601019755556,1.7424316354133436,0.14862225594125753,4.1570455089685314,2.7141469280824162,3.3866932103367051,2.2915577705168797,1.9706062690067683,-0.18141486410092683,7.3559734826538223,7.9925064251119977,7.8652722799783632,4.2950656917391692,2.7502354241754361,4.0120904738538101,5.5755332868255412,7.3202276829085617,5.1901875698700337,10.182164545444721,8.7327009404380771,11.822754419901118,11.257405752720194,5.8064877639024877,10.920524342793383,12.514138388130872,11.974374993222767,6.4864559752432873,6.353658879777659,11.872696534189732,7.1577554015493936,11.854979494103254,{"$f":"BB145*SIN(BB125*PI()/180)","v":12.495377344477541},8.5955345429076484,11.255765317362266,6.686231783979391,2.954406027731193,8.0654991200953532,7.2062939558939147,2.1504818705403537,3.9442167808017436,3.5276842381237103,10.896692486164358,11.595532681956225,0.44663729339402736,8.0805452432397171,7.0951954329347737,4.5881527223695011,6.7130200661265658,5.3292295024046972,1.5921015918064971,0.67476970581932927,0.97191254932459137,-1.2037890741925352,-0.49306984653176156,-2.0225884168358741,-3.8673559044786039,-4.7507690475673137,-5.9413900011254093,-2.8632346413182281,-2.0856774041575488,-4.9316361541682605,-2.5625859024352247,-0.43963462518856433,{"$f":"CH145*SIN(CH125*PI()/180)","v":-12.956735035783101},-5.2239260837538444,-15.369426394322216,-16.345136619399717,-11.958804094682312,-6.8536268951660944,-15.356454646957701,-15.122493158322488,-4.853868036754176,-20.936512562603706,-1.7493634340595954,-14.984687062778978,-23.485848351143101,-16.570195775080418,-22.645840481084129,-11.764337692239657,-12.912013123701058,-17.170558965978302,-4.5525156306567398,-8.1644661766879949,-3.3680203830940867,-6.3920810321774697,-11.986741738506344,-10.580356041141503,-7.6068225078207279,-7.1142071422711153,-6.7889896278761919,-1.0946335686974726,-4.8290875219677467,-3.0967260242032069,-4.3722714392187836,-3.105840284284668,-2.028063648463303,0.74092961058453866,0.4224458612829145,-1.1340144757612329,null,null,null,null,null,null,null,null,null,null,null,null,null,null,null,null,null,null,null,null,523,{"$f":"IF(Calculator!$C$3,OFFSET('SPD Library'!B148,0,Calculator!$C$3-1),Calculator!C149)","v":1.848E-2},{"$f":"RefCalc!B148","v":3.8937791619354477E-2},{"$f":"RefCalc!F148","v":0.39871475080097984},null,1.848E-2,523,4.4698750549196371E-2]
[null,null,null,null,null,null,null,null,null,null,null,null,null,null,null,null,null,null,null,null,null,null,null,null,null,null,null,null,null,null,null,null,null,null,null,null,null,null,null,null,null,null,null,null,null,null,null,null,null,null,null,null,null,null,null,null,null,null,null,null,null,null,null,null,null,null,null,null,null,null,null,null,null,null,null,null,null,null,null,null,null,null,null,null,null,null,null,null,null,null,null,null,null,null,null,null,null,null,null,null,null,null,null,null,null,null,null,null,null,null,null,null,null,null,null,null,null,null,null,null,null,null,null,null,null,null,null,null,null,null,null,null,null,null,null,null,null,null,null,null,null,524,{"$f":"IF(Calculator!$C$3,OFFSET('SPD Library'!B149,0,Calculator!$C$3-1),Calculator!C150)","v":2.0997999999999999E-2},{"$f":"RefCalc!B149","v":4.424327642982713E-2},{"$f":"RefCalc!F149","v":0.40677947041140911},null,2.0997999999999999E-2,524,4.560286279834596E-2]
[null,null,null,null,null,null,null,null,null,null,null,null,null,null,null,null,null,null,null,null,null,null,null,null,null,null,null,null,null,null,null,null,null,null,null,null,null,null,null,null,null,null,null,null,null,null,null,null,null,null,null,null,null,null,null,null,null,null,null,null,null,null,null,null,null,null,null,null,null,null,null,null,null,null,null,null,null,null,null,null,null,null,null,null,null,null,null,null,null,null,null,null,null,null,null,null,null,null,null,null,null,null,null,null,null,null,null,null,null,null,null,null,null,null,null,null,null,null,null,null,null,null,null,null,null,null,null,null,null,null,null,null,null,null,null,null,null,null,null,null,null,525,{"$f":"IF(Calculator!$C$3,OFFSET('SPD Library'!B150,0,Calculator!$C$3-1),Calculator!C151)","v":2.3598000000000001E-2},{"$f":"RefCalc!B150","v":4.9721537155493892E-2},{"$f":"RefCalc!F150","v":0.41496811344087492},null,2.3598000000000001E-2,525,4.6520867741416672E-2]
[null,null,null,null,null,null,null,null,null,null,null,null,null,null,null,null,null,null,null,null,null,null,null,null,null,null,null,null,null,null,null,null,null,null,null,null,null,null,null,null,null,null,null,null,null,null,null,null,null,null,null,null,null,null,null,null,null,null,null,null,null,null,null,null,null,null,null,null,null,null,null,null,null,null,null,null,null,null,null,null,null,null,null,null,null,null,null,null,null,null,null,null,null,null,null,null,null,null,null,null,null,null,null,null,null,null,null,null,null,null,null,null,null,null,null,null,null,null,null,null,null,null,null,null,null,null,null,null,null,null,null,null,null,null,null,null,null,null,null,null,null,526,{"$f":"IF(Calculator!$C$3,OFFSET('SPD Library'!B151,0,Calculator!$C$3-1),Calculator!C152)","v":2.6263000000000002E-2},{"$f":"RefCalc!B151","v":5.5336754399302315E-2},{"$f":"RefCalc!F151","v":0.42328185468550528},null,2.6263000000000002E-2,526,4.745289708138406E-2]
[null,null,null,null,null,null,null,null,null,null,null,null,null,null,null,null,null,null,null,null,null,null,null,null,null,null,null,null,null,null,null,null,null,null,null,null,null,null,null,null,null,null,null,null,null,null,null,null,null,null,null,null,null,null,null,null,null,null,null,null,null,null,null,null,null,null,null,null,null,null,null,null,null,null,null,null,null,null,null,null,null,null,null,null,null,null,null,null,null,null,null,null,null,null,null,null,null,null,null,null,null,null,null,null,null,null,null,null,null,null,null,null,null,null,null,null,null,null,null,null,null,null,null,null,null,null,null,null,null,null,null,null,null,null,null,null,null,null,null,null,null,527,{"$f":"IF(Calculator!$C$3,OFFSET('SPD Library'!B152,0,Calculator!$C$3-1),Calculator!C153)","v":2.9079000000000001E-2},{"$f":"RefCalc!B152","v":6.1270132169870622E-2},{"$f":"RefCalc!F152","v":0.43172186934506407},null,2.9079000000000001E-2,527,4.83990825664741E-2]
[null,null,null,null,null,null,null,null,null,null,null,null,null,null,null,null,null,null,null,null,null,null,null,null,null,null,null,null,null,null,null,null,null,null,null,null,null,null,null,null,null,null,null,null,null,null,null,null,null,null,null,null,null,null,null,null,null,null,null,null,null,null,null,null,null,null,null,null,null,null,null,null,null,null,null,null,null,null,null,null,null,null,null,null,null,null,null,null,null,null,null,null,null,null,null,null,null,null,null,null,null,null,null,null,null,null,null,null,null,null,null,null,null,null,null,null,null,null,null,null,null,null,null,null,null,null,null,null,null,null,null,null,null,null,null,null,null,null,null,null,null,528,{"$f":"IF(Calculator!$C$3,OFFSET('SPD Library'!B153,0,Calculator!$C$3-1),Calculator!C154)","v":3.211E-2},{"$f":"RefCalc!B153","v":6.7656519961984435E-2},{"$f":"RefCalc!F153","v":0.44028933288833627},null,3.211E-2,528,4.9359555975071946E-2]
[null,null,null,null,null,null,null,null,null,null,null,null,null,null,null,null,null,null,null,null,null,null,null,null,null,null,null,null,null,null,null,null,null,null,null,null,null,null,null,null,null,null,null,null,null,null,null,null,null,null,null,null,null,null,null,null,null,null,null,null,null,null,null,null,null,null,null,null,null,null,null,null,null,null,null,null,null,null,null,null,null,null,null,null,null,null,null,null,null,null,null,null,null,null,null,null,null,null,null,null,null,null,null,null,null,null,null,null,null,null,null,null,null,null,null,null,null,null,null,null,null,null,null,null,null,null,null,null,null,null,null,null,null,null,null,null,null,null,null,null,null,529,{"$f":"IF(Calculator!$C$3,OFFSET('SPD Library'!B154,0,Calculator!$C$3-1),Calculator!C155)","v":3.542E-2},{"$f":"RefCalc!B154","v":7.4630767270429416E-2},{"$f":"RefCalc!F154","v":0.44898542091835697},null,3.542E-2,529,5.0334449100613146E-2]
[null,null,null,null,null,null,null,null,null,null,null,null,null,null,null,null,null,null,null,null,null,null,null,null,null,null,null,null,null,null,null,null,null,null,null,null,null,null,null,null,null,null,null,null,null,null,null,null,null,null,null,null,null,null,null,null,null,null,null,null,null,null,null,null,null,null,null,null,null,null,null,null,null,null,null,null,null,null,null,null,null,null,null,null,null,null,null,null,null,null,null,null,null,null,null,null,null,null,null,null,null,null,null,null,null,null,null,null,null,null,null,null,null,null,null,null,null,null,null,null,null,null,null,null,null,null,null,null,null,null,null,null,null,null,null,null,null,null,null,null,null,530,{"$f":"IF(Calculator!$C$3,OFFSET('SPD Library'!B155,0,Calculator!$C$3-1),Calculator!C156)","v":3.9072999999999997E-2},{"$f":"RefCalc!B155","v":8.2327723589991214E-2},{"$f":"RefCalc!F155","v":0.45781130903753564},null,3.9072999999999997E-2,530,5.1323893736463101E-2]
[null,null,null,null,null,null,null,null,null,null,null,null,null,null,null,null,null,null,null,null,null,null,null,null,null,null,null,null,null,null,null,null,null,null,null,null,null,null,null,null,null,null,null,null,null,null,null,null,null,null,null,null,null,null,null,null,null,null,null,null,null,null,null,null,null,null,null,null,null,null,null,null,null,null,null,null,null,null,null,null,null,null,null,null,null,null,null,null,null,null,null,null,null,null,null,null,null,null,null,null,null,null,null,null,null,null,null,null,null,null,null,null,null,null,null,null,null,null,null,null,null,null,null,null,null,null,null,null,null,null,null,null,null,null,null,null,null,null,null,null,null,531,{"$f":"IF(Calculator!$C$3,OFFSET('SPD Library'!B156,0,Calculator!$C$3-1),Calculator!C157)","v":4.3208999999999997E-2},{"$f":"RefCalc!B156","v":9.1042372190513407E-2},{"$f":"RefCalc!F156","v":0.46676817271267779},null,4.3208999999999997E-2,531,5.2328021660785068E-2]
[null,null,null,null,null,null,null,null,null,null,null,null,null,null,null,null,null,null,null,null,null,null,null,null,null,null,null,null,null,null,null,null,null,null,null,null,null,null,null,null,null,null,null,null,null,null,null,null,null,null,null,null,null,null,null,null,null,null,null,null,null,null,null,null,null,null,null,null,null,null,null,null,null,null,null,null,null,null,null,null,null,null,null,null,null,null,null,null,null,null,null,null,null,null,null,null,null,null,null,null,null,null,null,null,null,null,null,null,null,null,null,null,null,null,null,null,null,null,null,null,null,null,null,null,null,null,null,null,null,null,null,null,null,null,null,null,null,null,null,null,null,532,{"$f":"IF(Calculator!$C$3,OFFSET('SPD Library'!B157,0,Calculator!$C$3-1),Calculator!C158)","v":4.7882000000000001E-2},{"$f":"RefCalc!B157","v":0.10088849233322139},{"$f":"RefCalc!F157","v":0.47585718713994601},null,4.7882000000000001E-2,532,5.3346964621401288E-2]
[null,null,null,null,null,null,null,null,null,null,null,null,null,null,null,null,null,null,null,null,null,null,null,null,null,null,null,null,null,null,null,null,null,null,null,null,null,null,null,null,null,null,null,null,null,null,null,null,null,null,null,null,null,null,null,null,null,null,null,null,null,null,null,null,null,null,null,null,null,null,null,null,null,null,null,null,null,null,null,null,null,null,null,null,null,null,null,null,null,null,null,null,null,null,null,null,null,null,null,null,null,null,null,null,null,null,null,null,null,null,null,null,null,null,null,null,null,null,null,null,null,null,null,null,null,null,null,null,null,null,null,null,null,null,null,null,null,null,null,null,null,533,{"$f":"IF(Calculator!$C$3,OFFSET('SPD Library'!B158,0,Calculator!$C$3-1),Calculator!C159)","v":5.3025999999999997E-2},{"$f":"RefCalc!B158","v":0.11172702047661745},{"$f":"RefCalc!F158","v":0.48507952710980684},null,5.3025999999999997E-2,533,5.4380854320652615E-2]
[null,null,null,null,null,null,null,null,null,null,null,null,null,null,null,null,null,null,null,null,null,null,null,null,null,null,null,null,null,null,null,null,null,null,null,null,null,null,null,null,null,null,null,null,null,null,null,null,null,null,null,null,null,null,null,null,null,null,null,null,null,null,null,null,null,null,null,null,null,null,null,null,null,null,null,null,null,null,null,null,null,null,null,null,null,null,null,null,null,null,null,null,null,null,null,null,null,null,null,null,null,null,null,null,null,null,null,null,null,null,null,null,null,null,null,null,null,null,null,null,null,null,null,null,null,null,null,null,null,null,null,null,null,null,null,null,null,null,null,null,null,534,{"$f":"IF(Calculator!$C$3,OFFSET('SPD Library'!B159,0,Calculator!$C$3-1),Calculator!C160)","v":5.8576999999999997E-2},{"$f":"RefCalc!B159","v":0.12342310712591598},{"$f":"RefCalc!F159","v":0.49443636687195403},null,5.8576999999999997E-2,534,5.542982240025543E-2]
[null,null,null,null,null,null,null,null,null,null,null,null,null,null,null,null,null,null,null,null,null,null,null,null,null,null,null,null,null,null,null,null,null,null,null,null,null,null,null,null,null,null,null,null,null,null,null,null,null,null,null,null,null,null,null,null,null,null,null,null,null,null,null,null,null,null,null,null,null,null,null,null,null,null,null,null,null,null,null,null,null,null,null,null,null,null,null,null,null,null,null,null,null,null,null,null,null,null,null,null,null,null,null,null,null,null,null,null,null,null,null,null,null,null,null,null,null,null,null,null,null,null,null,null,null,null,null,null,null,null,null,null,null,null,null,null,null,null,null,null,null,535,{"$f":"IF(Calculator!$C$3,OFFSET('SPD Library'!B160,0,Calculator!$C$3-1),Calculator!C161)","v":6.4468999999999999E-2},{"$f":"RefCalc!B160","v":0.13583768873961927},{"$f":"RefCalc!F160","v":0.50392888000027103},null,6.4468999999999999E-2,535,5.6494000426162996E-2]
[null,null,null,null,null,null,null,null,null,null,null,null,null,null,null,null,null,null,null,null,null,null,null,null,null,null,null,null,null,null,null,null,null,null,null,null,null,null,null,null,null,null,null,null,null,null,null,null,null,null,null,null,null,null,null,null,null,null,null,null,null,null,null,null,null,null,null,null,null,null,null,null,null,null,null,null,null,null,null,null,null,null,null,null,null,null,null,null,null,null,null,null,null,null,null,null,null,null,null,null,null,null,null,null,null,null,null,null,null,null,null,null,null,null,null,null,null,null,null,null,null,null,null,null,null,null,null,null,null,null,null,null,null,null,null,null,null,null,null,null,null,536,{"$f":"IF(Calculator!$C$3,OFFSET('SPD Library'!B161,0,Calculator!$C$3-1),Calculator!C162)","v":7.0792999999999995E-2},{"$f":"RefCalc!B161","v":0.14916250444312562},{"$f":"RefCalc!F161","v":0.5135582392578425},null,7.0792999999999995E-2,536,5.7573519873432275E-2]
[null,null,null,null,null,null,null,null,null,null,null,null,null,null,null,null,null,null,null,null,null,null,null,null,null,null,null,null,null,null,null,null,null,null,null,null,null,null,null,null,null,null,null,null,null,null,null,null,null,null,null,null,null,null,null,null,null,null,null,null,null,null,null,null,null,null,null,null,null,null,null,null,null,null,null,null,null,null,null,null,null,null,null,null,null,null,null,null,null,null,null,null,null,null,null,null,null,null,null,null,null,null,null,null,null,null,null,null,null,null,null,null,null,null,null,null,null,null,null,null,null,null,null,null,null,null,null,null,null,null,null,null,null,null,null,null,null,null,null,null,null,537,{"$f":"IF(Calculator!$C$3,OFFSET('SPD Library'!B162,0,Calculator!$C$3-1),Calculator!C163)","v":7.7679999999999999E-2},{"$f":"RefCalc!B162","v":0.16367357429607446},{"$f":"RefCalc!F162","v":0.52332561646205633},null,7.7679999999999999E-2,537,5.8668512111100919E-2]
[null,null,null,null,null,null,null,null,null,null,null,null,null,null,null,null,null,null,null,null,null,null,null,null,null,null,null,null,null,null,null,null,null,null,null,null,null,null,null,null,null,null,null,null,null,null,null,null,null,null,null,null,null,null,null,null,null,null,null,null,null,null,null,null,null,null,null,null,null,null,null,null,null,null,null,null,null,null,null,null,null,null,null,null,null,null,null,null,null,null,null,null,null,null,null,null,null,null,null,null,null,null,null,null,null,null,null,null,null,null,null,null,null,null,null,null,null,null,null,null,null,null,null,null,null,null,null,null,null,null,null,null,null,null,null,null,null,null,null,null,null,538,{"$f":"IF(Calculator!$C$3,OFFSET('SPD Library'!B163,0,Calculator!$C$3-1),Calculator!C164)","v":8.5133E-2},{"$f":"RefCalc!B163","v":0.17937721936853382},{"$f":"RefCalc!F163","v":0.53323218234980785},null,8.5133E-2,538,5.9779108387075702E-2]
[null,null,null,null,null,null,null,null,null,null,null,null,null,null,null,null,null,null,null,null,null,null,null,null,null,null,null,null,null,null,null,null,null,null,null,null,null,null,null,null,null,null,null,null,null,null,null,null,null,null,null,null,null,null,null,null,null,null,null,null,null,null,null,null,null,null,null,null,null,null,null,null,null,null,null,null,null,null,null,null,null,null,null,null,null,null,null,null,null,null,null,null,null,null,null,null,null,null,null,null,null,null,null,null,null,null,null,null,null,null,null,null,null,null,null,null,null,null,null,null,null,null,null,null,null,null,null,null,null,null,null,null,null,null,null,null,null,null,null,null,null,539,{"$f":"IF(Calculator!$C$3,OFFSET('SPD Library'!B164,0,Calculator!$C$3-1),Calculator!C165)","v":9.3154000000000001E-2},{"$f":"RefCalc!B164","v":0.19627765370721575},{"$f":"RefCalc!F164","v":0.54327910644284605},null,9.3154000000000001E-2,539,6.0905439813036887E-2]
[null,null,null,null,null,null,null,null,null,null,null,null,null,null,null,null,null,null,null,null,null,null,null,null,null,null,null,null,null,null,null,null,null,null,null,null,null,null,null,null,null,null,null,null,null,null,null,null,null,null,null,null,null,null,null,null,null,null,null,null,null,null,null,null,null,null,null,null,null,null,null,null,null,null,null,null,null,null,null,null,null,null,null,null,null,null,null,null,null,null,null,null,null,null,null,null,null,null,null,null,null,null,null,null,null,null,null,null,null,null,null,null,null,null,null,null,null,null,null,null,null,null,null,null,null,null,null,null,null,null,null,null,null,null,null,null,null,null,null,null,null,540,{"$f":"IF(Calculator!$C$3,OFFSET('SPD Library'!B165,0,Calculator!$C$3-1),Calculator!C166)","v":0.101742},{"$f":"RefCalc!B165","v":0.21437277028876425},{"$f":"RefCalc!F165","v":0.55346755691328942},null,0.101742,540,6.2047637349361577E-2]
[null,null,null,null,null,null,null,null,null,null,null,null,null,null,null,null,null,null,null,null,null,null,null,null,null,null,null,null,null,null,null,null,null,null,null,null,null,null,null,null,null,null,null,null,null,null,null,null,null,null,null,null,null,null,null,null,null,null,null,null,null,null,null,null,null,null,null,null,null,null,null,null,null,null,null,null,null,null,null,null,null,null,null,null,null,null,null,null,null,null,null,null,null,null,null,null,null,null,null,null,null,null,null,null,null,null,null,null,null,null,null,null,null,null,null,null,null,null,null,null,null,null,null,null,null,null,null,null,null,null,null,null,null,null,null,null,null,null,null,null,null,541,{"$f":"IF(Calculator!$C$3,OFFSET('SPD Library'!B166,0,Calculator!$C$3-1),Calculator!C167)","v":0.111119},{"$f":"RefCalc!B166","v":0.23413032829821701},{"$f":"RefCalc!F166","v":0.56379870044933245},null,0.111119,541,6.3205831790068473E-2]
[null,null,null,null,null,null,null,null,null,null,null,null,null,null,null,null,null,null,null,null,null,null,null,null,null,null,null,null,null,null,null,null,null,null,null,null,null,null,null,null,null,null,null,null,null,null,null,null,null,null,null,null,null,null,null,null,null,null,null,null,null,null,null,null,null,null,null,null,null,null,null,null,null,null,null,null,null,null,null,null,null,null,null,null,null,null,null,null,null,null,null,null,null,null,null,null,null,null,null,null,null,null,null,null,null,null,null,null,null,null,null,null,null,null,null,null,null,null,null,null,null,null,null,null,null,null,null,null,null,null,null,null,null,null,null,null,null,null,null,null,null,542,{"$f":"IF(Calculator!$C$3,OFFSET('SPD Library'!B167,0,Calculator!$C$3-1),Calculator!C168)","v":0.121417},{"$f":"RefCalc!B167","v":0.25582845481856942},{"$f":"RefCalc!F167","v":0.57427370212117212},null,0.121417,542,6.4380153747787286E-2]
[null,null,null,null,null,null,null,null,null,null,null,null,null,null,null,null,null,null,null,null,null,null,null,null,null,null,null,null,null,null,null,null,null,null,null,null,null,null,null,null,null,null,null,null,null,null,null,null,null,null,null,null,null,null,null,null,null,null,null,null,null,null,null,null,null,null,null,null,null,null,null,null,null,null,null,null,null,null,null,null,null,null,null,null,null,null,null,null,null,null,null,null,null,null,null,null,null,null,null,null,null,null,null,null,null,null,null,null,null,null,null,null,null,null,null,null,null,null,null,null,null,null,null,null,null,null,null,null,null,null,null,null,null,null,null,null,null,null,null,null,null,543,{"$f":"IF(Calculator!$C$3,OFFSET('SPD Library'!B168,0,Calculator!$C$3-1),Calculator!C169)","v":0.13250600000000001},{"$f":"RefCalc!B168","v":0.27919323681353814},{"$f":"RefCalc!F168","v":0.58489372524718153},null,0.13250600000000001,543,6.557073363875586E-2]
[null,null,null,null,null,null,null,null,null,null,null,null,null,null,null,null,null,null,null,null,null,null,null,null,null,null,null,null,null,null,null,null,null,null,null,null,null,null,null,null,null,null,null,null,null,null,null,null,null,null,null,null,null,null,null,null,null,null,null,null,null,null,null,null,null,null,null,null,null,null,null,null,null,null,null,null,null,null,null,null,null,null,null,null,null,null,null,null,null,null,null,null,null,null,null,null,null,null,null,null,null,null,null,null,null,null,null,null,null,null,null,null,null,null,null,null,null,null,null,null,null,null,null,null,null,null,null,null,null,null,null,null,null,null,null,null,null,null,null,null,null,544,{"$f":"IF(Calculator!$C$3,OFFSET('SPD Library'!B169,0,Calculator!$C$3-1),Calculator!C170)","v":0.14425499999999999},{"$f":"RefCalc!B169","v":0.30394865422348377},{"$f":"RefCalc!F169","v":0.59565993126036321},null,0.14425499999999999,544,6.6777701667848605E-2]
[null,null,null,null,null,null,null,null,null,null,null,null,null,null,null,null,null,null,null,null,null,null,null,null,null,null,null,null,null,null,null,null,null,null,null,null,null,null,null,null,null,null,null,null,null,null,null,null,null,null,null,null,null,null,null,null,null,null,null,null,null,null,null,null,null,null,null,null,null,null,null,null,null,null,null,null,null,null,null,null,null,null,null,null,null,null,null,null,null,null,null,null,null,null,null,null,null,null,null,null,null,null,null,null,null,null,null,null,null,null,null,null,null,null,null,null,null,null,null,null,null,null,null,null,null,null,null,null,null,null,null,null,null,null,null,null,null,null,null,null,null,545,{"$f":"IF(Calculator!$C$3,OFFSET('SPD Library'!B170,0,Calculator!$C$3-1),Calculator!C171)","v":0.15653500000000001},{"$f":"RefCalc!B170","v":0.32982290103547912},{"$f":"RefCalc!F170","v":0.60657347957509633},null,0.15653500000000001,545,6.8001187813637967E-2]
[null,null,null,null,null,null,null,null,null,null,null,null,null,null,null,null,null,null,null,null,null,null,null,null,null,null,null,null,null,null,null,null,null,null,null,null,null,null,null,null,null,null,null,null,null,null,null,null,null,null,null,null,null,null,null,null,null,null,null,null,null,null,null,null,null,null,null,null,null,null,null,null,null,null,null,null,null,null,null,null,null,null,null,null,null,null,null,null,null,null,null,null,null,null,null,null,null,null,null,null,null,null,null,null,null,null,null,null,null,null,null,null,null,null,null,null,null,null,null,null,null,null,null,null,null,null,null,null,null,null,null,null,null,null,null,null,null,null,null,null,null,546,{"$f":"IF(Calculator!$C$3,OFFSET('SPD Library'!B171,0,Calculator!$C$3-1),Calculator!C172)","v":0.16939199999999999},{"$f":"RefCalc!B171","v":0.35691290032390116},{"$f":"RefCalc!F171","v":0.61763552745420902},null,0.16939199999999999,546,6.9241321813492268E-2]
[null,null,null,null,null,null,null,null,null,null,null,null,null,null,null,null,null,null,null,null,null,null,null,null,null,null,null,null,null,null,null,null,null,null,null,null,null,null,null,null,null,null,null,null,null,null,null,null,null,null,null,null,null,null,null,null,null,null,null,null,null,null,null,null,null,null,null,null,null,null,null,null,null,null,null,null,null,null,null,null,null,null,null,null,null,null,null,null,null,null,null,null,null,null,null,null,null,null,null,null,null,null,null,null,null,null,null,null,null,null,null,null,null,null,null,null,null,null,null,null,null,null,null,null,null,null,null,null,null,null,null,null,null,null,null,null,null,null,null,null,null,547,{"$f":"IF(Calculator!$C$3,OFFSET('SPD Library'!B172,0,Calculator!$C$3-1),Calculator!C173)","v":0.18301400000000001},{"$f":"RefCalc!B172","v":0.38561477247968295},{"$f":"RefCalc!F172","v":0.62884722987641284},null,0.18301400000000001,547,7.0498233148714118E-2]
[null,null,null,null,null,null,null,null,null,null,null,null,null,null,null,null,null,null,null,null,null,null,null,null,null,null,null,null,null,null,null,null,null,null,null,null,null,null,null,null,null,null,null,null,null,null,null,null,null,null,null,null,null,null,null,null,null,null,null,null,null,null,null,null,null,null,null,null,null,null,null,null,null,null,null,null,null,null,null,null,null,null,null,null,null,null,null,null,null,null,null,null,null,null,null,null,null,null,null,null,null,null,null,null,null,null,null,null,null,null,null,null,null,null,null,null,null,null,null,null,null,null,null,null,null,null,null,null,null,null,null,null,null,null,null,null,null,null,null,null,null,548,{"$f":"IF(Calculator!$C$3,OFFSET('SPD Library'!B173,0,Calculator!$C$3-1),Calculator!C174)","v":0.19748199999999999},{"$f":"RefCalc!B173","v":0.41609918639466237},{"$f":"RefCalc!F173","v":0.64020973940410197},null,0.19748199999999999,548,7.1772051029719883E-2]
[null,null,null,null,null,null,null,null,null,null,null,null,null,null,null,null,null,null,null,null,null,null,null,null,null,null,null,null,null,null,null,null,null,null,null,null,null,null,null,null,null,null,null,null,null,null,null,null,null,null,null,null,null,null,null,null,null,null,null,null,null,null,null,null,null,null,null,null,null,null,null,null,null,null,null,null,null,null,null,null,null,null,null,null,null,null,null,null,null,null,null,null,null,null,null,null,null,null,null,null,null,null,null,null,null,null,null,null,null,null,null,null,null,null,null,null,null,null,null,null,null,null,null,null,null,null,null,null,null,null,null,null,null,null,null,null,null,null,null,null,null,549,{"$f":"IF(Calculator!$C$3,OFFSET('SPD Library'!B174,0,Calculator!$C$3-1),Calculator!C175)","v":0.21287800000000001},{"$f":"RefCalc!B174","v":0.44853891798403372},{"$f":"RefCalc!F174","v":0.65172420605156567},null,0.21287800000000001,549,7.306290438126524E-2]
[null,null,null,null,null,null,null,null,null,null,null,null,null,null,null,null,null,null,null,null,null,null,null,null,null,null,null,null,null,null,null,null,null,null,null,null,null,null,null,null,null,null,null,null,null,null,null,null,null,null,null,null,null,null,null,null,null,null,null,null,null,null,null,null,null,null,null,null,null,null,null,null,null,null,null,null,null,null,null,null,null,null,null,null,null,null,null,null,null,null,null,null,null,null,null,null,null,null,null,null,null,null,null,null,null,null,null,null,null,null,null,null,null,null,null,null,null,null,null,null,null,null,null,null,null,null,null,null,null,null,null,null,null,null,null,null,null,null,null,null,null,550,{"$f":"IF(Calculator!$C$3,OFFSET('SPD Library'!B175,0,Calculator!$C$3-1),Calculator!C176)","v":0.22928299999999999},{"$f":"RefCalc!B175","v":0.48310463613963489},{"$f":"RefCalc!F175","v":0.66339177715361364},null,0.22928299999999999,550,7.4370921827717276E-2]
[null,null,null,null,null,null,null,null,null,null,null,null,null,null,null,null,null,null,null,null,null,null,null,null,null,null,null,null,null,null,null,null,null,null,null,null,null,null,null,null,null,null,null,null,null,null,null,null,null,null,null,null,null,null,null,null,null,null,null,null,null,null,null,null,null,null,null,null,null,null,null,null,null,null,null,null,null,null,null,null,null,null,null,null,null,null,null,null,null,null,null,null,null,null,null,null,null,null,null,null,null,null,null,null,null,null,null,null,null,null,null,null,null,null,null,null,null,null,null,null,null,null,null,null,null,null,null,null,null,null,null,null,null,null,null,null,null,null,null,null,null,551,{"$f":"IF(Calculator!$C$3,OFFSET('SPD Library'!B176,0,Calculator!$C$3-1),Calculator!C177)","v":0.247221},{"$f":"RefCalc!B176","v":0.52090042110002344},{"$f":"RefCalc!F176","v":0.67521359723467611},null,0.247221,551,7.569623167837955E-2]
[null,null,null,null,null,null,null,null,null,null,null,null,null,null,null,null,null,null,null,null,null,null,null,null,null,null,null,null,null,null,null,null,null,null,null,null,null,null,null,null,null,null,null,null,null,null,null,null,null,null,null,null,null,null,null,null,null,null,null,null,null,null,null,null,null,null,null,null,null,null,null,null,null,null,null,null,null,null,null,null,null,null,null,null,null,null,null,null,null,null,null,null,null,null,null,null,null,null,null,null,null,null,null,null,null,null,null,null,null,null,null,null,null,null,null,null,null,null,null,null,null,null,null,null,null,null,null,null,null,null,null,null,null,null,null,null,null,null,null,null,null,552,{"$f":"IF(Calculator!$C$3,OFFSET('SPD Library'!B177,0,Calculator!$C$3-1),Calculator!C178)","v":0.26682800000000001},{"$f":"RefCalc!B177","v":0.56221282804161887},{"$f":"RefCalc!F177","v":0.6871908078783584},null,0.26682800000000001,552,7.7038961912868326E-2]
[null,null,null,null,null,null,null,null,null,null,null,null,null,null,null,null,null,null,null,null,null,null,null,null,null,null,null,null,null,null,null,null,null,null,null,null,null,null,null,null,null,null,null,null,null,null,null,null,null,null,null,null,null,null,null,null,null,null,null,null,null,null,null,null,null,null,null,null,null,null,null,null,null,null,null,null,null,null,null,null,null,null,null,null,null,null,null,null,null,null,null,null,null,null,null,null,null,null,null,null,null,null,null,null,null,null,null,null,null,null,null,null,null,null,null,null,null,null,null,null,null,null,null,null,null,null,null,null,null,null,null,null,null,null,null,null,null,null,null,null,null,553,{"$f":"IF(Calculator!$C$3,OFFSET('SPD Library'!B178,0,Calculator!$C$3-1),Calculator!C179)","v":0.28759400000000002},{"$f":"RefCalc!B178","v":0.60596727505284809},{"$f":"RefCalc!F178","v":0.69932454759749996},null,0.28759400000000002,553,7.8399240166545245E-2]
[null,null,null,null,null,null,null,null,null,null,null,null,null,null,null,null,null,null,null,null,null,null,null,null,null,null,null,null,null,null,null,null,null,null,null,null,null,null,null,null,null,null,null,null,null,null,null,null,null,null,null,null,null,null,null,null,null,null,null,null,null,null,null,null,null,null,null,null,null,null,null,null,null,null,null,null,null,null,null,null,null,null,null,null,null,null,null,null,null,null,null,null,null,null,null,null,null,null,null,null,null,null,null,null,null,null,null,null,null,null,null,null,null,null,null,null,null,null,null,null,null,null,null,null,null,null,null,null,null,null,null,null,null,null,null,null,null,null,null,null,null,554,{"$f":"IF(Calculator!$C$3,OFFSET('SPD Library'!B179,0,Calculator!$C$3-1),Calculator!C180)","v":0.30901299999999998},{"$f":"RefCalc!B179","v":0.65109760831556196},{"$f":"RefCalc!F179","v":0.71161595170477243},null,0.30901299999999998,554,7.9777193716010442E-2]
[null,null,null,null,null,null,null,null,null,null,null,null,null,null,null,null,null,null,null,null,null,null,null,null,null,null,null,null,null,null,null,null,null,null,null,null,null,null,null,null,null,null,null,null,null,null,null,null,null,null,null,null,null,null,null,null,null,null,null,null,null,null,null,null,null,null,null,null,null,null,null,null,null,null,null,null,null,null,null,null,null,null,null,null,null,null,null,null,null,null,null,null,null,null,null,null,null,null,null,null,null,null,null,null,null,null,null,null,null,null,null,null,null,null,null,null,null,null,null,null,null,null,null,null,null,null,null,null,null,null,null,null,null,null,null,null,null,null,null,null,null,555,{"$f":"IF(Calculator!$C$3,OFFSET('SPD Library'!B180,0,Calculator!$C$3-1),Calculator!C181)","v":0.33057599999999998},{"$f":"RefCalc!B180","v":0.69653135294154356},{"$f":"RefCalc!F180","v":0.72406615218380765},null,0.33057599999999998,555,8.1172949464655073E-2]
[null,null,null,null,null,null,null,null,null,null,null,null,null,null,null,null,null,null,null,null,null,null,null,null,null,null,null,null,null,null,null,null,null,null,null,null,null,null,null,null,null,null,null,null,null,null,null,null,null,null,null,null,null,null,null,null,null,null,null,null,null,null,null,null,null,null,null,null,null,null,null,null,null,null,null,null,null,null,null,null,null,null,null,null,null,null,null,null,null,null,null,null,null,null,null,null,null,null,null,null,null,null,null,null,null,null,null,null,null,null,null,null,null,null,null,null,null,null,null,null,null,null,null,null,null,null,null,null,null,null,null,null,null,null,null,null,null,null,null,null,null,556,{"$f":"IF(Calculator!$C$3,OFFSET('SPD Library'!B181,0,Calculator!$C$3-1),Calculator!C182)","v":0.35238700000000001},{"$f":"RefCalc!B181","v":0.74248763935981965},{"$f":"RefCalc!F181","v":0.73667627756089271},null,0.35238700000000001,556,8.2586633928277461E-2]
[null,null,null,null,null,null,null,null,null,null,null,null,null,null,null,null,null,null,null,null,null,null,null,null,null,null,null,null,null,null,null,null,null,null,null,null,null,null,null,null,null,null,null,null,null,null,null,null,null,null,null,null,null,null,null,null,null,null,null,null,null,null,null,null,null,null,null,null,null,null,null,null,null,null,null,null,null,null,null,null,null,null,null,null,null,null,null,null,null,null,null,null,null,null,null,null,null,null,null,null,null,null,null,null,null,null,null,null,null,null,null,null,null,null,null,null,null,null,null,null,null,null,null,null,null,null,null,null,null,null,null,null,null,null,null,null,null,null,null,null,null,557,{"$f":"IF(Calculator!$C$3,OFFSET('SPD Library'!B182,0,Calculator!$C$3-1),Calculator!C183)","v":0.37481500000000001},{"$f":"RefCalc!B182","v":0.7897439591887635},{"$f":"RefCalc!F182","v":0.74944745277727987},null,0.37481500000000001,557,8.4018373220768078E-2]
[null,null,null,null,null,null,null,null,null,null,null,null,null,null,null,null,null,null,null,null,null,null,null,null,null,null,null,null,null,null,null,null,null,null,null,null,null,null,null,null,null,null,null,null,null,null,null,null,null,null,null,null,null,null,null,null,null,null,null,null,null,null,null,null,null,null,null,null,null,null,null,null,null,null,null,null,null,null,null,null,null,null,null,null,null,null,null,null,null,null,null,null,null,null,null,null,null,null,null,null,null,null,null,null,null,null,null,null,null,null,null,null,null,null,null,null,null,null,null,null,null,null,null,null,null,null,null,null,null,null,null,null,null,null,null,null,null,null,null,null,null,558,{"$f":"IF(Calculator!$C$3,OFFSET('SPD Library'!B183,0,Calculator!$C$3-1),Calculator!C184)","v":0.39774999999999999},{"$f":"RefCalc!B183","v":0.83806853985921237},{"$f":"RefCalc!F183","v":0.76238079906209233},null,0.39774999999999999,558,8.5468293039861434E-2]
[null,null,null,null,null,null,null,null,null,null,null,null,null,null,null,null,null,null,null,null,null,null,null,null,null,null,null,null,null,null,null,null,null,null,null,null,null,null,null,null,null,null,null,null,null,null,null,null,null,null,null,null,null,null,null,null,null,null,null,null,null,null,null,null,null,null,null,null,null,null,null,null,null,null,null,null,null,null,null,null,null,null,null,null,null,null,null,null,null,null,null,null,null,null,null,null,null,null,null,null,null,null,null,null,null,null,null,null,null,null,null,null,null,null,null,null,null,null,null,null,null,null,null,null,null,null,null,null,null,null,null,null,null,null,null,null,null,null,null,null,null,559,{"$f":"IF(Calculator!$C$3,OFFSET('SPD Library'!B184,0,Calculator!$C$3-1),Calculator!C185)","v":0.42108400000000001},{"$f":"RefCalc!B184","v":0.88723382284871555},{"$f":"RefCalc!F184","v":0.77547743380586587},null,0.42108400000000001,559,8.6936518652959149E-2]
[null,null,null,null,null,null,null,null,null,null,null,null,null,null,null,null,null,null,null,null,null,null,null,null,null,null,null,null,null,null,null,null,null,null,null,null,null,null,null,null,null,null,null,null,null,null,null,null,null,null,null,null,null,null,null,null,null,null,null,null,null,null,null,null,null,null,null,null,null,null,null,null,null,null,null,null,null,null,null,null,null,null,null,null,null,null,null,null,null,null,null,null,null,null,null,null,null,null,null,null,null,null,null,null,null,null,null,null,null,null,null,null,null,null,null,null,null,null,null,null,null,null,null,null,null,null,null,null,null,null,null,null,null,null,null,null,null,null,null,null,null,560,{"$f":"IF(Calculator!$C$3,OFFSET('SPD Library'!B185,0,Calculator!$C$3-1),Calculator!C186)","v":0.44470599999999999},{"$f":"RefCalc!B185","v":0.93700592856475406},{"$f":"RefCalc!F185","v":0.78873847043476508},null,0.44470599999999999,560,8.8423174883028741E-2]
[null,null,null,null,null,null,null,null,null,null,null,null,null,null,null,null,null,null,null,null,null,null,null,null,null,null,null,null,null,null,null,null,null,null,null,null,null,null,null,null,null,null,null,null,null,null,null,null,null,null,null,null,null,null,null,null,null,null,null,null,null,null,null,null,null,null,null,null,null,null,null,null,null,null,null,null,null,null,null,null,null,null,null,null,null,null,null,null,null,null,null,null,null,null,null,null,null,null,null,null,null,null,null,null,null,null,null,null,null,null,null,null,null,null,null,null,null,null,null,null,null,null,null,null,null,null,null,null,null,null,null,null,null,null,null,null,null,null,null,null,null,561,{"$f":"IF(Calculator!$C$3,OFFSET('SPD Library'!B186,0,Calculator!$C$3-1),Calculator!C187)","v":0.468835},{"$f":"RefCalc!B186","v":0.98784629512229749},{"$f":"RefCalc!F186","v":0.80216501828546605},null,0.468835,561,8.9928386094577067E-2]
[null,null,null,null,null,null,null,null,null,null,null,null,null,null,null,null,null,null,null,null,null,null,null,null,null,null,null,null,null,null,null,null,null,null,null,null,null,null,null,null,null,null,null,null,null,null,null,null,null,null,null,null,null,null,null,null,null,null,null,null,null,null,null,null,null,null,null,null,null,null,null,null,null,null,null,null,null,null,null,null,null,null,null,null,null,null,null,null,null,null,null,null,null,null,null,null,null,null,null,null,null,null,null,null,null,null,null,null,null,null,null,null,null,null,null,null,null,null,null,null,null,null,null,null,null,null,null,null,null,null,null,null,null,null,null,null,null,null,null,null,null,562,{"$f":"IF(Calculator!$C$3,OFFSET('SPD Library'!B187,0,Calculator!$C$3-1),Calculator!C188)","v":0.493558},{"$f":"RefCalc!B187","v":1.0399382335533203},{"$f":"RefCalc!F187","v":0.81575818248074317},null,0.493558,562,9.145227617970271E-2]
[null,null,null,null,null,null,null,null,null,null,null,null,null,null,null,null,null,null,null,null,null,null,null,null,null,null,null,null,null,null,null,null,null,null,null,null,null,null,null,null,null,null,null,null,null,null,null,null,null,null,null,null,null,null,null,null,null,null,null,null,null,null,null,null,null,null,null,null,null,null,null,null,null,null,null,null,null,null,null,null,null,null,null,null,null,null,null,null,null,null,null,null,null,null,null,null,null,null,null,null,null,null,null,null,null,null,null,null,null,null,null,null,null,null,null,null,null,null,null,null,null,null,null,null,null,null,null,null,null,null,null,null,null,null,null,null,null,null,null,null,null,563,{"$f":"IF(Calculator!$C$3,OFFSET('SPD Library'!B188,0,Calculator!$C$3-1),Calculator!C189)","v":0.51856999999999998},{"$f":"RefCalc!B188","v":1.0926391017342343},{"$f":"RefCalc!F188","v":0.82951906380577134},null,0.51856999999999998,563,9.2994968544228646E-2]
[null,null,null,null,null,null,null,null,null,null,null,null,null,null,null,null,null,null,null,null,null,null,null,null,null,null,null,null,null,null,null,null,null,null,null,null,null,null,null,null,null,null,null,null,null,null,null,null,null,null,null,null,null,null,null,null,null,null,null,null,null,null,null,null,null,null,null,null,null,null,null,null,null,null,null,null,null,null,null,null,null,null,null,null,null,null,null,null,null,null,null,null,null,null,null,null,null,null,null,null,null,null,null,null,null,null,null,null,null,null,null,null,null,null,null,null,null,null,null,null,null,null,null,null,null,null,null,null,null,null,null,null,null,null,null,null,null,null,null,null,null,564,{"$f":"IF(Calculator!$C$3,OFFSET('SPD Library'!B189,0,Calculator!$C$3-1),Calculator!C190)","v":0.54356899999999997},{"$f":"RefCalc!B189","v":1.1453125786115201},{"$f":"RefCalc!F189","v":0.84344875858519497},null,0.54356899999999997,564,9.4556586093920689E-2]
[null,null,null,null,null,null,null,null,null,null,null,null,null,null,null,null,null,null,null,null,null,null,null,null,null,null,null,null,null,null,null,null,null,null,null,null,null,null,null,null,null,null,null,null,null,null,null,null,null,null,null,null,null,null,null,null,null,null,null,null,null,null,null,null,null,null,null,null,null,null,null,null,null,null,null,null,null,null,null,null,null,null,null,null,null,null,null,null,null,null,null,null,null,null,null,null,null,null,null,null,null,null,null,null,null,null,null,null,null,null,null,null,null,null,null,null,null,null,null,null,null,null,null,null,null,null,null,null,null,null,null,null,null,null,null,null,null,null,null,null,null,565,{"$f":"IF(Calculator!$C$3,OFFSET('SPD Library'!B190,0,Calculator!$C$3-1),Calculator!C191)","v":0.56824799999999998},{"$f":"RefCalc!B190","v":1.1973118080148779},{"$f":"RefCalc!F190","v":0.8575483585609236},null,0.56824799999999998,565,9.6137251220787617E-2]
[null,null,null,null,null,null,null,null,null,null,null,null,null,null,null,null,null,null,null,null,null,null,null,null,null,null,null,null,null,null,null,null,null,null,null,null,null,null,null,null,null,null,null,null,null,null,null,null,null,null,null,null,null,null,null,null,null,null,null,null,null,null,null,null,null,null,null,null,null,null,null,null,null,null,null,null,null,null,null,null,null,null,null,null,null,null,null,null,null,null,null,null,null,null,null,null,null,null,null,null,null,null,null,null,null,null,null,null,null,null,null,null,null,null,null,null,null,null,null,null,null,null,null,null,null,null,null,null,null,null,null,null,null,null,null,null,null,null,null,null,null,566,{"$f":"IF(Calculator!$C$3,OFFSET('SPD Library'!B191,0,Calculator!$C$3-1),Calculator!C192)","v":0.592696},{"$f":"RefCalc!B191","v":1.2488243150229938},{"$f":"RefCalc!F191","v":0.87181895077073723},null,0.592696,566,9.7737085789471947E-2]
[null,null,null,null,null,null,null,null,null,null,null,null,null,null,null,null,null,null,null,null,null,null,null,null,null,null,null,null,null,null,null,null,null,null,null,null,null,null,null,null,null,null,null,null,null,null,null,null,null,null,null,null,null,null,null,null,null,null,null,null,null,null,null,null,null,null,null,null,null,null,null,null,null,null,null,null,null,null,null,null,null,null,null,null,null,null,null,null,null,null,null,null,null,null,null,null,null,null,null,null,null,null,null,null,null,null,null,null,null,null,null,null,null,null,null,null,null,null,null,null,null,null,null,null,null,null,null,null,null,null,null,null,null,null,null,null,null,null,null,null,null,567,{"$f":"IF(Calculator!$C$3,OFFSET('SPD Library'!B192,0,Calculator!$C$3-1),Calculator!C193)","v":0.61711899999999997},{"$f":"RefCalc!B192","v":1.3002841464472086},{"$f":"RefCalc!F192","v":0.88626161742766962},null,0.61711899999999997,567,9.9356211123727903E-2]
[null,null,null,null,null,null,null,null,null,null,null,null,null,null,null,null,null,null,null,null,null,null,null,null,null,null,null,null,null,null,null,null,null,null,null,null,null,null,null,null,null,null,null,null,null,null,null,null,null,null,null,null,null,null,null,null,null,null,null,null,null,null,null,null,null,null,null,null,null,null,null,null,null,null,null,null,null,null,null,null,null,null,null,null,null,null,null,null,null,null,null,null,null,null,null,null,null,null,null,null,null,null,null,null,null,null,null,null,null,null,null,null,null,null,null,null,null,null,null,null,null,null,null,null,null,null,null,null,null,null,null,null,null,null,null,null,null,null,null,null,null,568,{"$f":"IF(Calculator!$C$3,OFFSET('SPD Library'!B193,0,Calculator!$C$3-1),Calculator!C194)","v":0.64138399999999995},{"$f":"RefCalc!B193","v":1.3514110681811715},{"$f":"RefCalc!F193","v":0.90087743580024082},null,0.64138399999999995,568,0.10099474799299468]
[null,null,null,null,null,null,null,null,null,null,null,null,null,null,null,null,null,null,null,null,null,null,null,null,null,null,null,null,null,null,null,null,null,null,null,null,null,null,null,null,null,null,null,null,null,null,null,null,null,null,null,null,null,null,null,null,null,null,null,null,null,null,null,null,null,null,null,null,null,null,null,null,null,null,null,null,null,null,null,null,null,null,null,null,null,null,null,null,null,null,null,null,null,null,null,null,null,null,null,null,null,null,null,null,null,null,null,null,null,null,null,null,null,null,null,null,null,null,null,null,null,null,null,null,null,null,null,null,null,null,null,null,null,null,null,null,null,null,null,null,null,569,{"$f":"IF(Calculator!$C$3,OFFSET('SPD Library'!B194,0,Calculator!$C$3-1),Calculator!C195)","v":0.66536200000000001},{"$f":"RefCalc!B194","v":1.4019332742119555},{"$f":"RefCalc!F194","v":0.91566747809349558},null,0.66536200000000001,569,0.10265281659905999]
[null,null,null,null,null,null,null,null,null,null,null,null,null,null,null,null,null,null,null,null,null,null,null,null,null,null,null,null,null,null,null,null,null,null,null,null,null,null,null,null,null,null,null,null,null,null,null,null,null,null,null,null,null,null,null,null,null,null,null,null,null,null,null,null,null,null,null,null,null,null,null,null,null,null,null,null,null,null,null,null,null,null,null,null,null,null,null,null,null,null,null,null,null,null,null,null,null,null,null,null,null,null,null,null,null,null,null,null,null,null,null,null,null,null,null,null,null,null,null,null,null,null,null,null,null,null,null,null,null,null,null,null,null,null,null,null,null,null,null,null,null,570,{"$f":"IF(Calculator!$C$3,OFFSET('SPD Library'!B195,0,Calculator!$C$3-1),Calculator!C196)","v":0.68892100000000001},{"$f":"RefCalc!B195","v":1.4515726374565643},{"$f":"RefCalc!F195","v":0.93063281133091424},null,0.68892100000000001,570,0.10433053656282144]
[null,null,null,null,null,null,null,null,null,null,null,null,null,null,null,null,null,null,null,null,null,null,null,null,null,null,null,null,null,null,null,null,null,null,null,null,null,null,null,null,null,null,null,null,null,null,null,null,null,null,null,null,null,null,null,null,null,null,null,null,null,null,null,null,null,null,null,null,null,null,null,null,null,null,null,null,null,null,null,null,null,null,null,null,null,null,null,null,null,null,null,null,null,null,null,null,null,null,null,null,null,null,null,null,null,null,null,null,null,null,null,null,null,null,null,null,null,null,null,null,null,null,null,null,null,null,null,null,null,null,null,null,null,null,null,null,null,null,null,null,null,571,{"$f":"IF(Calculator!$C$3,OFFSET('SPD Library'!B196,0,Calculator!$C$3-1),Calculator!C197)","v":0.71248699999999998},{"$f":"RefCalc!B196","v":1.5012267498646652},{"$f":"RefCalc!F196","v":0.94577449723720997},null,0.71248699999999998,571,0.10602802691114725]
[null,null,null,null,null,null,null,null,null,null,null,null,null,null,null,null,null,null,null,null,null,null,null,null,null,null,null,null,null,null,null,null,null,null,null,null,null,null,null,null,null,null,null,null,null,null,null,null,null,null,null,null,null,null,null,null,null,null,null,null,null,null,null,null,null,null,null,null,null,null,null,null,null,null,null,null,null,null,null,null,null,null,null,null,null,null,null,null,null,null,null,null,null,null,null,null,null,null,null,null,null,null,null,null,null,null,null,null,null,null,null,null,null,null,null,null,null,null,null,null,null,null,null,null,null,null,null,null,null,null,null,null,null,null,null,null,null,null,null,null,null,572,{"$f":"IF(Calculator!$C$3,OFFSET('SPD Library'!B197,0,Calculator!$C$3-1),Calculator!C198)","v":0.73615600000000003},{"$f":"RefCalc!B197","v":1.551097885678437},{"$f":"RefCalc!F197","v":0.96109359212198908},null,0.73615600000000003,572,0.1077454060638338]
[null,null,null,null,null,null,null,null,null,null,null,null,null,null,null,null,null,null,null,null,null,null,null,null,null,null,null,null,null,null,null,null,null,null,null,null,null,null,null,null,null,null,null,null,null,null,null,null,null,null,null,null,null,null,null,null,null,null,null,null,null,null,null,null,null,null,null,null,null,null,null,null,null,null,null,null,null,null,null,null,null,null,null,null,null,null,null,null,null,null,null,null,null,null,null,null,null,null,null,null,null,null,null,null,null,null,null,null,null,null,null,null,null,null,null,null,null,null,null,null,null,null,null,null,null,null,null,null,null,null,null,null,null,null,null,null,null,null,null,null,null,573,{"$f":"IF(Calculator!$C$3,OFFSET('SPD Library'!B198,0,Calculator!$C$3-1),Calculator!C199)","v":0.75930900000000001},{"$f":"RefCalc!B198","v":1.5998817974404995},{"$f":"RefCalc!F198","v":0.97659114676434955},null,{"$f":"EM198/MAX($EM$5:$EM$405)","v":0.75930900000000001},{"$f":"EL198","v":573},{"$f":"EO198/MAX($EO$5:$EO$405)","v":0.10948279182066822}]
[null,null,null,null,null,null,null,null,null,null,null,null,null,null,null,null,null,null,null,null,null,null,null,null,null,null,null,null,null,null,null,null,null,null,null,null,null,null,null,null,null,null,null,null,null,null,null,null,null,null,null,null,null,null,null,null,null,null,null,null,null,null,null,null,null,null,null,null,null,null,null,null,null,null,null,null,null,null,null,null,null,null,null,null,null,null,null,null,null,null,null,null,null,null,null,null,null,null,null,null,null,null,null,null,null,null,null,null,null,null,null,null,null,null,null,null,null,null,null,null,null,null,null,null,null,null,null,null,null,null,null,null,null,null,null,null,null,null,null,null,null,574,{"$f":"IF(Calculator!$C$3,OFFSET('SPD Library'!B199,0,Calculator!$C$3-1),Calculator!C200)","v":0.78132699999999999},{"$f":"RefCalc!B199","v":1.6462742376934729},{"$f":"RefCalc!F199","v":0.99226820629837664},null,0.78132699999999999,574,0.11124030134859175]
[null,null,null,null,null,null,null,null,null,null,null,null,null,null,null,null,null,null,null,null,null,null,null,null,null,null,null,null,null,null,null,null,null,null,null,null,null,null,null,null,null,null,null,null,null,null,null,null,null,null,null,null,null,null,null,null,null,null,null,null,null,null,null,null,null,null,null,null,null,null,null,null,null,null,null,null,null,null,null,null,null,null,null,null,null,null,null,null,null,null,null,null,null,null,null,null,null,null,null,null,null,null,null,null,null,null,null,null,null,null,null,null,null,null,null,null,null,null,null,null,null,null,null,null,null,null,null,null,null,null,null,null,null,null,null,null,null,null,null,null,null,575,{"$f":"IF(Calculator!$C$3,OFFSET('SPD Library'!B200,0,Calculator!$C$3-1),Calculator!C201)","v":0.80158799999999997},{"$f":"RefCalc!B200","v":1.688964637909909},{"$f":"RefCalc!F200","v":1.0081258100996118},null,0.80158799999999997,575,0.113018051168972]
[null,null,null,null,null,null,null,null,null,null,null,null,null,null,null,null,null,null,null,null,null,null,null,null,null,null,null,null,null,null,null,null,null,null,null,null,null,null,null,null,null,null,null,null,null,null,null,null,null,null,null,null,null,null,null,null,null,null,null,null,null,null,null,null,null,null,null,null,null,null,null,null,null,null,null,null,null,null,null,null,null,null,null,null,null,null,null,null,null,null,null,null,null,null,null,null,null,null,null,null,null,null,null,null,null,null,null,null,null,null,null,null,null,null,null,null,null,null,null,null,null,null,null,null,null,null,null,null,null,null,null,null,null,null,null,null,null,null,null,null,null,576,{"$f":"IF(Calculator!$C$3,OFFSET('SPD Library'!B201,0,Calculator!$C$3-1),Calculator!C202)","v":0.82014799999999999},{"$f":"RefCalc!B201","v":1.7280709913977454},{"$f":"RefCalc!F201","v":1.0241649916724587},null,0.82014799999999999,576,0.11481615714498042]
[null,null,null,null,null,null,null,null,null,null,null,null,null,null,null,null,null,null,null,null,null,null,null,null,null,null,null,null,null,null,null,null,null,null,null,null,null,null,null,null,null,null,null,null,null,null,null,null,null,null,null,null,null,null,null,null,null,null,null,null,null,null,null,null,null,null,null,null,null,null,null,null,null,null,null,null,null,null,null,null,null,null,null,null,null,null,null,null,null,null,null,null,null,null,null,null,null,null,null,null,null,null,null,null,null,null,null,null,null,null,null,null,null,null,null,null,null,null,null,null,null,null,null,null,null,null,null,null,null,null,null,null,null,null,null,null,null,null,null,null,null,577,{"$f":"IF(Calculator!$C$3,OFFSET('SPD Library'!B202,0,Calculator!$C$3-1),Calculator!C203)","v":0.83759300000000003},{"$f":"RefCalc!B202","v":1.7648280138436137},{"$f":"RefCalc!F202","v":1.0403867785385612},null,0.83759300000000003,577,0.11663473446907867]
[null,null,null,null,null,null,null,null,null,null,null,null,null,null,null,null,null,null,null,null,null,null,null,null,null,null,null,null,null,null,null,null,null,null,null,null,null,null,null,null,null,null,null,null,null,null,null,null,null,null,null,null,null,null,null,null,null,null,null,null,null,null,null,null,null,null,null,null,null,null,null,null,null,null,null,null,null,null,null,null,null,null,null,null,null,null,null,null,null,null,null,null,null,null,null,null,null,null,null,null,null,null,null,null,null,null,null,null,null,null,null,null,null,null,null,null,null,null,null,null,null,null,null,null,null,null,null,null,null,null,null,null,null,null,null,null,null,null,null,null,null,578,{"$f":"IF(Calculator!$C$3,OFFSET('SPD Library'!B203,0,Calculator!$C$3-1),Calculator!C204)","v":0.85410399999999997},{"$f":"RefCalc!B203","v":1.7996170764749533},{"$f":"RefCalc!F203","v":1.05679219212619},null,0.85410399999999997,578,0.11847389765061807]
[null,null,null,null,null,null,null,null,null,null,null,null,null,null,null,null,null,null,null,null,null,null,null,null,null,null,null,null,null,null,null,null,null,null,null,null,null,null,null,null,null,null,null,null,null,null,null,null,null,null,null,null,null,null,null,null,null,null,null,null,null,null,null,null,null,null,null,null,null,null,null,null,null,null,null,null,null,null,null,null,null,null,null,null,null,null,null,null,null,null,null,null,null,null,null,null,null,null,null,null,null,null,null,null,null,null,null,null,null,null,null,null,null,null,null,null,null,null,null,null,null,null,null,null,null,null,null,null,null,null,null,null,null,null,null,null,null,null,null,null,null,579,{"$f":"IF(Calculator!$C$3,OFFSET('SPD Library'!B204,0,Calculator!$C$3-1),Calculator!C205)","v":0.869861},{"$f":"RefCalc!B204","v":1.83281744349585},{"$f":"RefCalc!F204","v":1.0733822476606183},null,0.869861,579,0.12033376050354992]
[null,null,null,null,null,null,null,null,null,null,null,null,null,null,null,null,null,null,null,null,null,null,null,null,null,null,null,null,null,null,null,null,null,null,null,null,null,null,null,null,null,null,null,null,null,null,null,null,null,null,null,null,null,null,null,null,null,null,null,null,null,null,null,null,null,null,null,null,null,null,null,null,null,null,null,null,null,null,null,null,null,null,null,null,null,null,null,null,null,null,null,null,null,null,null,null,null,null,null,null,null,null,null,null,null,null,null,null,null,null,null,null,null,null,null,null,null,null,null,null,null,null,null,null,null,null,null,null,null,null,null,null,null,null,null,null,null,null,null,null,null,580,{"$f":"IF(Calculator!$C$3,OFFSET('SPD Library'!B205,0,Calculator!$C$3-1),Calculator!C206)","v":0.88504400000000005},{"$f":"RefCalc!B205","v":1.864808379110388},{"$f":"RefCalc!F205","v":1.0901579540555217},null,0.88504400000000005,580,0.12221443613425073]
[null,null,null,null,null,null,null,null,null,null,null,null,null,null,null,null,null,null,null,null,null,null,null,null,null,null,null,null,null,null,null,null,null,null,null,null,null,null,null,null,null,null,null,null,null,null,null,null,null,null,null,null,null,null,null,null,null,null,null,null,null,null,null,null,null,null,null,null,null,null,null,null,null,null,null,null,null,null,null,null,null,null,null,null,null,null,null,null,null,null,null,null,null,null,null,null,null,null,null,null,null,null,null,null,null,null,null,null,null,null,null,null,null,null,null,null,null,null,null,null,null,null,null,null,null,null,null,null,null,null,null,null,null,null,null,null,null,null,null,null,null,581,{"$f":"IF(Calculator!$C$3,OFFSET('SPD Library'!B206,0,Calculator!$C$3-1),Calculator!C207)","v":0.900169},{"$f":"RefCalc!B206","v":1.8966771073702764},{"$f":"RefCalc!F206","v":1.1071203138053991},null,0.900169,581,0.12411603692946173]
[null,null,null,null,null,null,null,null,null,null,null,null,null,null,null,null,null,null,null,null,null,null,null,null,null,null,null,null,null,null,null,null,null,null,null,null,null,null,null,null,null,null,null,null,null,null,null,null,null,null,null,null,null,null,null,null,null,null,null,null,null,null,null,null,null,null,null,null,null,null,null,null,null,null,null,null,null,null,null,null,null,null,null,null,null,null,null,null,null,null,null,null,null,null,null,null,null,null,null,null,null,null,null,null,null,null,null,null,null,null,null,null,null,null,null,null,null,null,null,null,null,null,null,null,null,null,null,null,null,null,null,null,null,null,null,null,null,null,null,null,null,582,{"$f":"IF(Calculator!$C$3,OFFSET('SPD Library'!B207,0,Calculator!$C$3-1),Calculator!C208)","v":0.91518100000000002},{"$f":"RefCalc!B207","v":1.9283077419909336},{"$f":"RefCalc!F207","v":1.1242703228790747},null,0.91518100000000002,582,0.12603867454434978]
[null,null,null,null,null,null,null,null,null,null,null,null,null,null,null,null,null,null,null,null,null,null,null,null,null,null,null,null,null,null,null,null,null,null,null,null,null,null,null,null,null,null,null,null,null,null,null,null,null,null,null,null,null,null,null,null,null,null,null,null,null,null,null,null,null,null,null,null,null,null,null,null,null,null,null,null,null,null,null,null,null,null,null,null,null,null,null,null,null,null,null,null,null,null,null,null,null,null,null,null,null,null,null,null,null,null,null,null,null,null,null,null,null,null,null,null,null,null,null,null,null,null,null,null,null,null,null,null,null,null,null,null,null,null,null,null,null,null,null,null,null,583,{"$f":"IF(Calculator!$C$3,OFFSET('SPD Library'!B208,0,Calculator!$C$3-1),Calculator!C209)","v":0.92940400000000001},{"$f":"RefCalc!B208","v":1.9582759351836867},{"$f":"RefCalc!F208","v":1.1416089706142132},null,0.92940400000000001,583,0.12798245989068174]
[null,null,null,null,null,null,null,null,null,null,null,null,null,null,null,null,null,null,null,null,null,null,null,null,null,null,null,null,null,null,null,null,null,null,null,null,null,null,null,null,null,null,null,null,null,null,null,null,null,null,null,null,null,null,null,null,null,null,null,null,null,null,null,null,null,null,null,null,null,null,null,null,null,null,null,null,null,null,null,null,null,null,null,null,null,null,null,null,null,null,null,null,null,null,null,null,null,null,null,null,null,null,null,null,null,null,null,null,null,null,null,null,null,null,null,null,null,null,null,null,null,null,null,null,null,null,null,null,null,null,null,null,null,null,null,null,null,null,null,null,null,584,{"$f":"IF(Calculator!$C$3,OFFSET('SPD Library'!B209,0,Calculator!$C$3-1),Calculator!C210)","v":0.94216500000000003},{"$f":"RefCalc!B209","v":1.9851636602299303},{"$f":"RefCalc!F209","v":1.159137239612954},null,0.94216500000000003,584,0.12994750312512432]
[null,null,null,null,null,null,null,null,null,null,null,null,null,null,null,null,null,null,null,null,null,null,null,null,null,null,null,null,null,null,null,null,null,null,null,null,null,null,null,null,null,null,null,null,null,null,null,null,null,null,null,null,null,null,null,null,null,null,null,null,null,null,null,null,null,null,null,null,null,null,null,null,null,null,null,null,null,null,null,null,null,null,null,null,null,null,null,null,null,null,null,null,null,null,null,null,null,null,null,null,null,null,null,null,null,null,null,null,null,null,null,null,null,null,null,null,null,null,null,null,null,null,null,null,null,null,null,null,null,null,null,null,null,null,null,null,null,null,null,null,null,585,{"$f":"IF(Calculator!$C$3,OFFSET('SPD Library'!B210,0,Calculator!$C$3-1),Calculator!C211)","v":0.95278600000000002},{"$f":"RefCalc!B210","v":2.0075423552942793},{"$f":"RefCalc!F210","v":1.1768561056385964},null,0.95278600000000002,585,0.1319339136376618]
[null,null,null,null,null,null,null,null,null,null,null,null,null,null,null,null,null,null,null,null,null,null,null,null,null,null,null,null,null,null,null,null,null,null,null,null,null,null,null,null,null,null,null,null,null,null,null,null,null,null,null,null,null,null,null,null,null,null,null,null,null,null,null,null,null,null,null,null,null,null,null,null,null,null,null,null,null,null,null,null,null,null,null,null,null,null,null,null,null,null,null,null,null,null,null,null,null,null,null,null,null,null,null,null,null,null,null,null,null,null,null,null,null,null,null,null,null,null,null,null,null,null,null,null,null,null,null,null,null,null,null,null,null,null,null,null,null,null,null,null,null,586,{"$f":"IF(Calculator!$C$3,OFFSET('SPD Library'!B211,0,Calculator!$C$3-1),Calculator!C212)","v":0.96189199999999997},{"$f":"RefCalc!B211","v":2.0267289099742491},{"$f":"RefCalc!F211","v":1.1947665375134138},null,0.96189199999999997,586,0.13394180004014014]
[null,null,null,null,null,null,null,null,null,null,null,null,null,null,null,null,null,null,null,null,null,null,null,null,null,null,null,null,null,null,null,null,null,null,null,null,null,null,null,null,null,null,null,null,null,null,null,null,null,null,null,null,null,null,null,null,null,null,null,null,null,null,null,null,null,null,null,null,null,null,null,null,null,null,null,null,null,null,null,null,null,null,null,null,null,null,null,null,null,null,null,null,null,null,null,null,null,null,null,null,null,null,null,null,null,null,null,null,null,null,null,null,null,null,null,null,null,null,null,null,null,null,null,null,null,null,null,null,null,null,null,null,null,null,null,null,null,null,null,null,null,587,{"$f":"IF(Calculator!$C$3,OFFSET('SPD Library'!B212,0,Calculator!$C$3-1),Calculator!C213)","v":0.97033400000000003},{"$f":"RefCalc!B212","v":2.0445164011458177},{"$f":"RefCalc!F212","v":1.2128694970175613},null,0.97033400000000003,587,0.13597127015493407]
[null,null,null,null,null,null,null,null,null,null,null,null,null,null,null,null,null,null,null,null,null,null,null,null,null,null,null,null,null,null,null,null,null,null,null,null,null,null,null,null,null,null,null,null,null,null,null,null,null,null,null,null,null,null,null,null,null,null,null,null,null,null,null,null,null,null,null,null,null,null,null,null,null,null,null,null,null,null,null,null,null,null,null,null,null,null,null,null,null,null,null,null,null,null,null,null,null,null,null,null,null,null,null,null,null,null,null,null,null,null,null,null,null,null,null,null,null,null,null,null,null,null,null,null,null,null,null,null,null,null,null,null,null,null,null,null,null,null,null,null,null,588,{"$f":"IF(Calculator!$C$3,OFFSET('SPD Library'!B213,0,Calculator!$C$3-1),Calculator!C214)","v":0.97777800000000004},{"$f":"RefCalc!B213","v":2.060201083008073},{"$f":"RefCalc!F213","v":1.2311659387891016},null,0.97777800000000004,588,0.13802243100373898]
[null,null,null,null,null,null,null,null,null,null,null,null,null,null,null,null,null,null,null,null,null,null,null,null,null,null,null,null,null,null,null,null,null,null,null,null,null,null,null,null,null,null,null,null,null,null,null,null,null,null,null,null,null,null,null,null,null,null,null,null,null,null,null,null,null,null,null,null,null,null,null,null,null,null,null,null,null,null,null,null,null,null,null,null,null,null,null,null,null,null,null,null,null,null,null,null,null,null,null,null,null,null,null,null,null,null,null,null,null,null,null,null,null,null,null,null,null,null,null,null,null,null,null,null,null,null,null,null,null,null,null,null,null,null,null,null,null,null,null,null,null,589,{"$f":"IF(Calculator!$C$3,OFFSET('SPD Library'!B214,0,Calculator!$C$3-1),Calculator!C215)","v":0.98389300000000002},{"$f":"RefCalc!B214","v":2.0730855308301699},{"$f":"RefCalc!F214","v":1.249656810225191},null,0.98389300000000002,589,0.14009538879649339]
[null,null,null,null,null,null,null,null,null,null,null,null,null,null,null,null,null,null,null,null,null,null,null,null,null,null,null,null,null,null,null,null,null,null,null,null,null,null,null,null,null,null,null,null,null,null,null,null,null,null,null,null,null,null,null,null,null,null,null,null,null,null,null,null,null,null,null,null,null,null,null,null,null,null,null,null,null,null,null,null,null,null,null,null,null,null,null,null,null,null,null,null,null,null,null,null,null,null,null,null,null,null,null,null,null,null,null,null,null,null,null,null,null,null,null,null,null,null,null,null,null,null,null,null,null,null,null,null,null,null,null,null,null,null,null,null,null,null,null,null,null,590,{"$f":"IF(Calculator!$C$3,OFFSET('SPD Library'!B215,0,Calculator!$C$3-1),Calculator!C216)","v":0.98834599999999995},{"$f":"RefCalc!B215","v":2.0824681058345522},{"$f":"RefCalc!F215","v":1.2683430513843819},null,0.98834599999999995,590,0.14219024892042625]
[null,null,null,null,null,null,null,null,null,null,null,null,null,null,null,null,null,null,null,null,null,null,null,null,null,null,null,null,null,null,null,null,null,null,null,null,null,null,null,null,null,null,null,null,null,null,null,null,null,null,null,null,null,null,null,null,null,null,null,null,null,null,null,null,null,null,null,null,null,null,null,null,null,null,null,null,null,null,null,null,null,null,null,null,null,null,null,null,null,null,null,null,null,null,null,null,null,null,null,null,null,null,null,null,null,null,null,null,null,null,null,null,null,null,null,null,null,null,null,null,null,null,null,null,null,null,null,null,null,null,null,null,null,null,null,null,null,null,null,null,null,591,{"$f":"IF(Calculator!$C$3,OFFSET('SPD Library'!B216,0,Calculator!$C$3-1),Calculator!C217)","v":0.99180500000000005},{"$f":"RefCalc!B216","v":2.089756299623045},{"$f":"RefCalc!F216","v":1.2872255948900986},null,0.99180500000000005,591,0.14430711592923595]
[null,null,null,null,null,null,null,null,null,null,null,null,null,null,null,null,null,null,null,null,null,null,null,null,null,null,null,null,null,null,null,null,null,null,null,null,null,null,null,null,null,null,null,null,null,null,null,null,null,null,null,null,null,null,null,null,null,null,null,null,null,null,null,null,null,null,null,null,null,null,null,null,null,null,null,null,null,null,null,null,null,null,null,null,null,null,null,null,null,null,null,null,null,null,null,null,null,null,null,null,null,null,null,null,null,null,null,null,null,null,null,null,null,null,null,null,null,null,null,null,null,null,null,null,null,null,null,null,null,null,null,null,null,null,null,null,null,null,null,null,null,592,{"$f":"IF(Calculator!$C$3,OFFSET('SPD Library'!B217,0,Calculator!$C$3-1),Calculator!C218)","v":0.99497599999999997},{"$f":"RefCalc!B217","v":2.0964376706850021},{"$f":"RefCalc!F217","v":1.306305365835281},null,0.99497599999999997,592,0.14644609353240021]
[null,null,null,null,null,null,null,null,null,null,null,null,null,null,null,null,null,null,null,null,null,null,null,null,null,null,null,null,null,null,null,null,null,null,null,null,null,null,null,null,null,null,null,null,null,null,null,null,null,null,null,null,null,null,null,null,null,null,null,null,null,null,null,null,null,null,null,null,null,null,null,null,null,null,null,null,null,null,null,null,null,null,null,null,null,null,null,null,null,null,null,null,null,null,null,null,null,null,null,null,null,null,null,null,null,null,null,null,null,null,null,null,null,null,null,null,null,null,null,null,null,null,null,null,null,null,null,null,null,null,null,null,null,null,null,null,null,null,null,null,null,593,{"$f":"IF(Calculator!$C$3,OFFSET('SPD Library'!B218,0,Calculator!$C$3-1),Calculator!C219)","v":0.997583},{"$f":"RefCalc!B218","v":2.1019306805741613},{"$f":"RefCalc!F218","v":1.3255832816882009},null,0.997583,593,0.14860728458461736]
[null,null,null,null,null,null,null,null,null,null,null,null,null,null,null,null,null,null,null,null,null,null,null,null,null,null,null,null,null,null,null,null,null,null,null,null,null,null,null,null,null,null,null,null,null,null,null,null,null,null,null,null,null,null,null,null,null,null,null,null,null,null,null,null,null,null,null,null,null,null,null,null,null,null,null,null,null,null,null,null,null,null,null,null,null,null,null,null,null,null,null,null,null,null,null,null,null,null,null,null,null,null,null,null,null,null,null,null,null,null,null,null,null,null,null,null,null,null,null,null,null,null,null,null,null,null,null,null,null,null,null,null,null,null,null,null,null,null,null,null,null,594,{"$f":"IF(Calculator!$C$3,OFFSET('SPD Library'!B219,0,Calculator!$C$3-1),Calculator!C220)","v":0.99934999999999996},{"$f":"RefCalc!B219","v":2.1056537908442587},{"$f":"RefCalc!F219","v":1.3450602521994477},null,0.99934999999999996,594,0.15079079107537879]
[null,null,null,null,null,null,null,null,null,null,null,null,null,null,null,null,null,null,null,null,null,null,null,null,null,null,null,null,null,null,null,null,null,null,null,null,null,null,null,null,null,null,null,null,null,null,null,null,null,null,null,null,null,null,null,null,null,null,null,null,null,null,null,null,null,null,null,null,null,null,null,null,null,null,null,null,null,null,null,null,null,null,null,null,null,null,null,null,null,null,null,null,null,null,null,null,null,null,null,null,null,null,null,null,null,null,null,null,null,null,null,null,null,null,null,null,null,null,null,null,null,null,null,null,null,null,null,null,null,null,null,null,null,null,null,null,null,null,null,null,null,595,{"$f":"IF(Calculator!$C$3,OFFSET('SPD Library'!B220,0,Calculator!$C$3-1),Calculator!C221)","v":1},{"$f":"RefCalc!B220","v":2.1070233560256755},{"$f":"RefCalc!F220","v":1.3647371793101535},null,1,595,0.15299671411868046]
[null,null,null,null,null,null,null,null,null,null,null,null,null,null,null,null,null,null,null,null,null,null,null,null,null,null,null,null,null,null,null,null,null,null,null,null,null,null,null,null,null,null,null,null,null,null,null,null,null,null,null,null,null,null,null,null,null,null,null,null,null,null,null,null,null,null,null,null,null,null,null,null,null,null,null,null,null,null,null,null,null,null,null,null,null,null,null,null,null,null,null,null,null,null,null,null,null,null,null,null,null,null,null,null,null,null,null,null,null,null,null,null,null,null,null,null,null,null,null,null,null,null,null,null,null,null,null,null,null,null,null,null,null,null,null,null,null,null,null,null,null,596,{"$f":"IF(Calculator!$C$3,OFFSET('SPD Library'!B221,0,Calculator!$C$3-1),Calculator!C222)","v":0.99958100000000005},{"$f":"RefCalc!B221","v":2.1061405132395006},{"$f":"RefCalc!F221","v":1.3846149570613757},null,0.99958100000000005,596,0.15522515394286382]
[null,null,null,null,null,null,null,null,null,null,null,null,null,null,null,null,null,null,null,null,null,null,null,null,null,null,null,null,null,null,null,null,null,null,null,null,null,null,null,null,null,null,null,null,null,null,null,null,null,null,null,null,null,null,null,null,null,null,null,null,null,null,null,null,null,null,null,null,null,null,null,null,null,null,null,null,null,null,null,null,null,null,null,null,null,null,null,null,null,null,null,null,null,null,null,null,null,null,null,null,null,null,null,null,null,null,null,null,null,null,null,null,null,null,null,null,null,null,null,null,null,null,null,null,null,null,null,null,null,null,null,null,null,null,null,null,null,null,null,null,null,597,{"$f":"IF(Calculator!$C$3,OFFSET('SPD Library'!B222,0,Calculator!$C$3-1),Calculator!C223)","v":0.99844100000000002},{"$f":"RefCalc!B222","v":2.1037385066136314},{"$f":"RefCalc!F222","v":1.4046944715047238},null,0.99844100000000002,597,0.15747620988059663]
[null,null,null,null,null,null,null,null,null,null,null,null,null,null,null,null,null,null,null,null,null,null,null,null,null,null,null,null,null,null,null,null,null,null,null,null,null,null,null,null,null,null,null,null,null,null,null,null,null,null,null,null,null,null,null,null,null,null,null,null,null,null,null,null,null,null,null,null,null,null,null,null,null,null,null,null,null,null,null,null,null,null,null,null,null,null,null,null,null,null,null,null,null,null,null,null,null,null,null,null,null,null,null,null,null,null,null,null,null,null,null,null,null,null,null,null,null,null,null,null,null,null,null,null,null,null,null,null,null,null,null,null,null,null,null,null,null,null,null,null,null,598,{"$f":"IF(Calculator!$C$3,OFFSET('SPD Library'!B223,0,Calculator!$C$3-1),Calculator!C224)","v":0.99675400000000003},{"$f":"RefCalc!B223","v":2.1001839582120159},{"$f":"RefCalc!F223","v":1.4249766006141846},null,0.99675400000000003,598,0.15974998035898785]
[null,null,null,null,null,null,null,null,null,null,null,null,null,null,null,null,null,null,null,null,null,null,null,null,null,null,null,null,null,null,null,null,null,null,null,null,null,null,null,null,null,null,null,null,null,null,null,null,null,null,null,null,null,null,null,null,null,null,null,null,null,null,null,null,null,null,null,null,null,null,null,null,null,null,null,null,null,null,null,null,null,null,null,null,null,null,null,null,null,null,null,null,null,null,null,null,null,null,null,null,null,null,null,null,null,null,null,null,null,null,null,null,null,null,null,null,null,null,null,null,null,null,null,null,null,null,null,null,null,null,null,null,null,null,null,null,null,null,null,null,null,599,{"$f":"IF(Calculator!$C$3,OFFSET('SPD Library'!B224,0,Calculator!$C$3-1),Calculator!C225)","v":0.99469200000000002},{"$f":"RefCalc!B224","v":2.0958392760518909},{"$f":"RefCalc!F224","v":1.4454622141992117},null,0.99469200000000002,599,0.1620465628898444]
[null,null,null,null,null,null,null,null,null,null,null,null,null,null,null,null,null,null,null,null,null,null,null,null,null,null,null,null,null,null,null,null,null,null,null,null,null,null,null,null,null,null,null,null,null,null,null,null,null,null,null,null,null,null,null,null,null,null,null,null,null,null,null,null,null,null,null,null,null,null,null,null,null,null,null,null,null,null,null,null,null,null,null,null,null,null,null,null,null,null,null,null,null,null,null,null,null,null,null,null,null,null,null,null,null,null,null,null,null,null,null,null,null,null,null,null,null,null,null,null,null,null,null,null,null,null,null,null,null,null,null,null,null,null,null,null,null,null,null,null,null,600,{"$f":"IF(Calculator!$C$3,OFFSET('SPD Library'!B225,0,Calculator!$C$3-1),Calculator!C226)","v":0.99243099999999995},{"$f":"RefCalc!B225","v":2.091075296243917},{"$f":"RefCalc!F225","v":1.4661521738190155},null,0.99243099999999995,600,0.16436605406006244]
[null,null,null,null,null,null,null,null,null,null,null,null,null,null,null,null,null,null,null,null,null,null,null,null,null,null,null,null,null,null,null,null,null,null,null,null,null,null,null,null,null,null,null,null,null,null,null,null,null,null,null,null,null,null,null,null,null,null,null,null,null,null,null,null,null,null,null,null,null,null,null,null,null,null,null,null,null,null,null,null,null,null,null,null,null,null,null,null,null,null,null,null,null,null,null,null,null,null,null,null,null,null,null,null,null,null,null,null,null,null,null,null,null,null,null,null,null,null,null,null,null,null,null,null,null,null,null,null,null,null,null,null,null,null,null,null,null,null,null,null,null,601,{"$f":"IF(Calculator!$C$3,OFFSET('SPD Library'!B226,0,Calculator!$C$3-1),Calculator!C227)","v":0.98945799999999995},{"$f":"RefCalc!B226","v":2.0848111158064526},{"$f":"RefCalc!F226","v":1.4870473326981095},null,0.98945799999999995,601,0.16670854952215947]
[null,null,null,null,null,null,null,null,null,null,null,null,null,null,null,null,null,null,null,null,null,null,null,null,null,null,null,null,null,null,null,null,null,null,null,null,null,null,null,null,null,null,null,null,null,null,null,null,null,null,null,null,null,null,null,null,null,null,null,null,null,null,null,null,null,null,null,null,null,null,null,null,null,null,null,null,null,null,null,null,null,null,null,null,null,null,null,null,null,null,null,null,null,null,null,null,null,null,null,null,null,null,null,null,null,null,null,null,null,null,null,null,null,null,null,null,null,null,null,null,null,null,null,null,null,null,null,null,null,null,null,null,null,null,null,null,null,null,null,null,null,602,{"$f":"IF(Calculator!$C$3,OFFSET('SPD Library'!B227,0,Calculator!$C$3-1),Calculator!C228)","v":0.98531299999999999},{"$f":"RefCalc!B227","v":2.0760775039957262},{"$f":"RefCalc!F227","v":1.5081485356431235},null,0.98531299999999999,602,0.1690741439849486]
[null,null,null,null,null,null,null,null,null,null,null,null,null,null,null,null,null,null,null,null,null,null,null,null,null,null,null,null,null,null,null,null,null,null,null,null,null,null,null,null,null,null,null,null,null,null,null,null,null,null,null,null,null,null,null,null,null,null,null,null,null,null,null,null,null,null,null,null,null,null,null,null,null,null,null,null,null,null,null,null,null,null,null,null,null,null,null,null,null,null,null,null,null,null,null,null,null,null,null,null,null,null,null,null,null,null,null,null,null,null,null,null,null,null,null,null,null,null,null,null,null,null,null,null,null,null,null,null,null,null,null,null,null,null,null,null,null,null,null,null,null,603,{"$f":"IF(Calculator!$C$3,OFFSET('SPD Library'!B228,0,Calculator!$C$3-1),Calculator!C229)","v":0.98024699999999998},{"$f":"RefCalc!B228","v":2.0654033236740998},{"$f":"RefCalc!F228","v":1.5294566189608583},null,0.98024699999999998,603,0.17146293120435183]
[null,null,null,null,null,null,null,null,null,null,null,null,null,null,null,null,null,null,null,null,null,null,null,null,null,null,null,null,null,null,null,null,null,null,null,null,null,null,null,null,null,null,null,null,null,null,null,null,null,null,null,null,null,null,null,null,null,null,null,null,null,null,null,null,null,null,null,null,null,null,null,null,null,null,null,null,null,null,null,null,null,null,null,null,null,null,null,null,null,null,null,null,null,null,null,null,null,null,null,null,null,null,null,null,null,null,null,null,null,null,null,null,null,null,null,null,null,null,null,null,null,null,null,null,null,null,null,null,null,null,null,null,null,null,null,null,null,null,null,null,null,604,{"$f":"IF(Calculator!$C$3,OFFSET('SPD Library'!B229,0,Calculator!$C$3-1),Calculator!C230)","v":0.97451500000000002},{"$f":"RefCalc!B229","v":2.053325865797361},{"$f":"RefCalc!F229","v":1.5509724103776088},null,0.97451500000000002,604,0.17387500397435557]
[null,null,null,null,null,null,null,null,null,null,null,null,null,null,null,null,null,null,null,null,null,null,null,null,null,null,null,null,null,null,null,null,null,null,null,null,null,null,null,null,null,null,null,null,null,null,null,null,null,null,null,null,null,null,null,null,null,null,null,null,null,null,null,null,null,null,null,null,null,null,null,null,null,null,null,null,null,null,null,null,null,null,null,null,null,null,null,null,null,null,null,null,null,null,null,null,null,null,null,null,null,null,null,null,null,null,null,null,null,null,null,null,null,null,null,null,null,null,null,null,null,null,null,null,null,null,null,null,null,null,null,null,null,null,null,null,null,null,null,null,null,605,{"$f":"IF(Calculator!$C$3,OFFSET('SPD Library'!B230,0,Calculator!$C$3-1),Calculator!C231)","v":0.96836699999999998},{"$f":"RefCalc!B230","v":2.040371886204515},{"$f":"RefCalc!F230","v":1.5726967289597524},null,0.96836699999999998,605,0.17631045411810814]
[null,null,null,null,null,null,null,null,null,null,null,null,null,null,null,null,null,null,null,null,null,null,null,null,null,null,null,null,null,null,null,null,null,null,null,null,null,null,null,null,null,null,null,null,null,null,null,null,null,null,null,null,null,null,null,null,null,null,null,null,null,null,null,null,null,null,null,null,null,null,null,null,null,null,null,null,null,null,null,null,null,null,null,null,null,null,null,null,null,null,null,null,null,null,null,null,null,null,null,null,null,null,null,null,null,null,null,null,null,null,null,null,null,null,null,null,null,null,null,null,null,null,null,null,null,null,null,null,null,null,null,null,null,null,null,null,null,null,null,null,null,606,{"$f":"IF(Calculator!$C$3,OFFSET('SPD Library'!B231,0,Calculator!$C$3-1),Calculator!C232)","v":0.96128000000000002},{"$f":"RefCalc!B231","v":2.0254394116803613},{"$f":"RefCalc!F231","v":1.5946303850356403},null,0.96128000000000002,606,0.17876937247916308]
[null,null,null,null,null,null,null,null,null,null,null,null,null,null,null,null,null,null,null,null,null,null,null,null,null,null,null,null,null,null,null,null,null,null,null,null,null,null,null,null,null,null,null,null,null,null,null,null,null,null,null,null,null,null,null,null,null,null,null,null,null,null,null,null,null,null,null,null,null,null,null,null,null,null,null,null,null,null,null,null,null,null,null,null,null,null,null,null,null,null,null,null,null,null,null,null,null,null,null,null,null,null,null,null,null,null,null,null,null,null,null,null,null,null,null,null,null,null,null,null,null,null,null,null,null,null,null,null,null,null,null,null,null,null,null,null,null,null,null,null,null,607,{"$f":"IF(Calculator!$C$3,OFFSET('SPD Library'!B232,0,Calculator!$C$3-1),Calculator!C233)","v":0.95283300000000004},{"$f":"RefCalc!B232","v":2.0076413853920125},{"$f":"RefCalc!F232","v":1.6167741801187197},null,0.95283300000000004,607,0.18125184891286078]
[null,null,null,null,null,null,null,null,null,null,null,null,null,null,null,null,null,null,null,null,null,null,null,null,null,null,null,null,null,null,null,null,null,null,null,null,null,null,null,null,null,null,null,null,null,null,null,null,null,null,null,null,null,null,null,null,null,null,null,null,null,null,null,null,null,null,null,null,null,null,null,null,null,null,null,null,null,null,null,null,null,null,null,null,null,null,null,null,null,null,null,null,null,null,null,null,null,null,null,null,null,null,null,null,null,null,null,null,null,null,null,null,null,null,null,null,null,null,null,null,null,null,null,null,null,null,null,null,null,null,null,null,null,null,null,null,null,null,null,null,null,608,{"$f":"IF(Calculator!$C$3,OFFSET('SPD Library'!B233,0,Calculator!$C$3-1),Calculator!C234)","v":0.94342899999999996},{"$f":"RefCalc!B233","v":1.9878269377519469},{"$f":"RefCalc!F233","v":1.639128906831993},null,0.94342899999999996,608,0.1837579722778597]
[null,null,null,null,null,null,null,null,null,null,null,null,null,null,null,null,null,null,null,null,null,null,null,null,null,null,null,null,null,null,null,null,null,null,null,null,null,null,null,null,null,null,null,null,null,null,null,null,null,null,null,null,null,null,null,null,null,null,null,null,null,null,null,null,null,null,null,null,null,null,null,null,null,null,null,null,null,null,null,null,null,null,null,null,null,null,null,null,null,null,null,null,null,null,null,null,null,null,null,null,null,null,null,null,null,null,null,null,null,null,null,null,null,null,null,null,null,null,null,null,null,null,null,null,null,null,null,null,null,null,null,null,null,null,null,null,null,null,null,null,null,609,{"$f":"IF(Calculator!$C$3,OFFSET('SPD Library'!B234,0,Calculator!$C$3-1),Calculator!C235)","v":0.933473},{"$f":"RefCalc!B234","v":1.9668494132193552},{"$f":"RefCalc!F234","v":1.661695348833742},null,0.933473,609,0.18628783042780958]
[null,null,null,null,null,null,null,null,null,null,null,null,null,null,null,null,null,null,null,null,null,null,null,null,null,null,null,null,null,null,null,null,null,null,null,null,null,null,null,null,null,null,null,null,null,null,null,null,null,null,null,null,null,null,null,null,null,null,null,null,null,null,null,null,null,null,null,null,null,null,null,null,null,null,null,null,null,null,null,null,null,null,null,null,null,null,null,null,null,null,null,null,null,null,null,null,null,null,null,null,null,null,null,null,null,null,null,null,null,null,null,null,null,null,null,null,null,null,null,null,null,null,null,null,null,null,null,null,null,null,null,null,null,null,null,null,null,null,null,null,null,610,{"$f":"IF(Calculator!$C$3,OFFSET('SPD Library'!B235,0,Calculator!$C$3-1),Calculator!C236)","v":0.923369},{"$f":"RefCalc!B235","v":1.9455600492300718},{"$f":"RefCalc!F235","v":1.684474280744551},null,0.923369,610,0.18884151020317011]
[null,null,null,null,null,null,null,null,null,null,null,null,null,null,null,null,null,null,null,null,null,null,null,null,null,null,null,null,null,null,null,null,null,null,null,null,null,null,null,null,null,null,null,null,null,null,null,null,null,null,null,null,null,null,null,null,null,null,null,null,null,null,null,null,null,null,null,null,null,null,null,null,null,null,null,null,null,null,null,null,null,null,null,null,null,null,null,null,null,null,null,null,null,null,null,null,null,null,null,null,null,null,null,null,null,null,null,null,null,null,null,null,null,null,null,null,null,null,null,null,null,null,null,null,null,null,null,null,null,null,null,null,null,null,null,null,null,null,null,null,null,611,{"$f":"IF(Calculator!$C$3,OFFSET('SPD Library'!B236,0,Calculator!$C$3-1),Calculator!C237)","v":0.91287399999999996},{"$f":"RefCalc!B236","v":1.9234468391085822},{"$f":"RefCalc!F236","v":1.7074664680756251},null,0.91287399999999996,611,0.19141909742317509]
[null,null,null,null,null,null,null,null,null,null,null,null,null,null,null,null,null,null,null,null,null,null,null,null,null,null,null,null,null,null,null,null,null,null,null,null,null,null,null,null,null,null,null,null,null,null,null,null,null,null,null,null,null,null,null,null,null,null,null,null,null,null,null,null,null,null,null,null,null,null,null,null,null,null,null,null,null,null,null,null,null,null,null,null,null,null,null,null,null,null,null,null,null,null,null,null,null,null,null,null,null,null,null,null,null,null,null,null,null,null,null,null,null,null,null,null,null,null,null,null,null,null,null,null,null,null,null,null,null,null,null,null,null,null,null,null,null,null,null,null,null,612,{"$f":"IF(Calculator!$C$3,OFFSET('SPD Library'!B237,0,Calculator!$C$3-1),Calculator!C238)","v":0.90166500000000005},{"$f":"RefCalc!B237","v":1.8998292143108906},{"$f":"RefCalc!F237","v":1.7306726671584318},null,0.90166500000000005,612,0.19402067687794458]
[null,null,null,null,null,null,null,null,null,null,null,null,null,null,null,null,null,null,null,null,null,null,null,null,null,null,null,null,null,null,null,null,null,null,null,null,null,null,null,null,null,null,null,null,null,null,null,null,null,null,null,null,null,null,null,null,null,null,null,null,null,null,null,null,null,null,null,null,null,null,null,null,null,null,null,null,null,null,null,null,null,null,null,null,null,null,null,null,null,null,null,null,null,null,null,null,null,null,null,null,null,null,null,null,null,null,null,null,null,null,null,null,null,null,null,null,null,null,null,null,null,null,null,null,null,null,null,null,null,null,null,null,null,null,null,null,null,null,null,null,null,613,{"$f":"IF(Calculator!$C$3,OFFSET('SPD Library'!B238,0,Calculator!$C$3-1),Calculator!C239)","v":0.89002199999999998},{"$f":"RefCalc!B238","v":1.8752971413766837},{"$f":"RefCalc!F238","v":1.7540936250756194},null,0.89002199999999998,613,0.19664633232074047]
[null,null,null,null,null,null,null,null,null,null,null,null,null,null,null,null,null,null,null,null,null,null,null,null,null,null,null,null,null,null,null,null,null,null,null,null,null,null,null,null,null,null,null,null,null,null,null,null,null,null,null,null,null,null,null,null,null,null,null,null,null,null,null,null,null,null,null,null,null,null,null,null,null,null,null,null,null,null,null,null,null,null,null,null,null,null,null,null,null,null,null,null,null,null,null,null,null,null,null,null,null,null,null,null,null,null,null,null,null,null,null,null,null,null,null,null,null,null,null,null,null,null,null,null,null,null,null,null,null,null,null,null,null,null,null,null,null,null,null,null,null,614,{"$f":"IF(Calculator!$C$3,OFFSET('SPD Library'!B239,0,Calculator!$C$3-1),Calculator!C240)","v":0.878224},{"$f":"RefCalc!B239","v":1.8504384798222928},{"$f":"RefCalc!F239","v":1.7777300795932709},null,0.878224,614,0.19929614646037155]
[null,null,null,null,null,null,null,null,null,null,null,null,null,null,null,null,null,null,null,null,null,null,null,null,null,null,null,null,null,null,null,null,null,null,null,null,null,null,null,null,null,null,null,null,null,null,null,null,null,null,null,null,null,null,null,null,null,null,null,null,null,null,null,null,null,null,null,null,null,null,null,null,null,null,null,null,null,null,null,null,null,null,null,null,null,null,null,null,null,null,null,null,null,null,null,null,null,null,null,null,null,null,null,null,null,null,null,null,null,null,null,null,null,null,null,null,null,null,null,null,null,null,null,null,null,null,null,null,null,null,null,null,null,null,null,null,null,null,null,null,null,615,{"$f":"IF(Calculator!$C$3,OFFSET('SPD Library'!B240,0,Calculator!$C$3-1),Calculator!C241)","v":0.86655300000000002},{"$f":"RefCalc!B240","v":1.8258474102341171},{"$f":"RefCalc!F240","v":1.8015827590944622},null,0.86655300000000002,615,0.20197020095374513]
[null,null,null,null,null,null,null,null,null,null,null,null,null,null,null,null,null,null,null,null,null,null,null,null,null,null,null,null,null,null,null,null,null,null,null,null,null,null,null,null,null,null,null,null,null,null,null,null,null,null,null,null,null,null,null,null,null,null,null,null,null,null,null,null,null,null,null,null,null,null,null,null,null,null,null,null,null,null,null,null,null,null,null,null,null,null,null,null,null,null,null,null,null,null,null,null,null,null,null,null,null,null,null,null,null,null,null,null,null,null,null,null,null,null,null,null,null,null,null,null,null,null,null,null,null,null,null,null,null,null,null,null,null,null,null,null,null,null,null,null,null,616,{"$f":"IF(Calculator!$C$3,OFFSET('SPD Library'!B241,0,Calculator!$C$3-1),Calculator!C242)","v":0.85509999999999997},{"$f":"RefCalc!B241","v":1.8017156717375551},{"$f":"RefCalc!F241","v":1.8256523825141222},null,0.85509999999999997,616,0.20466857639856409]
[null,null,null,null,null,null,null,null,null,null,null,null,null,null,null,null,null,null,null,null,null,null,null,null,null,null,null,null,null,null,null,null,null,null,null,null,null,null,null,null,null,null,null,null,null,null,null,null,null,null,null,null,null,null,null,null,null,null,null,null,null,null,null,null,null,null,null,null,null,null,null,null,null,null,null,null,null,null,null,null,null,null,null,null,null,null,null,null,null,null,null,null,null,null,null,null,null,null,null,null,null,null,null,null,null,null,null,null,null,null,null,null,null,null,null,null,null,null,null,null,null,null,null,null,null,null,null,null,null,null,null,null,null,null,null,null,null,null,null,null,null,617,{"$f":"IF(Calculator!$C$3,OFFSET('SPD Library'!B242,0,Calculator!$C$3-1),Calculator!C243)","v":0.84367800000000004},{"$f":"RefCalc!B242","v":1.7776492509650299},{"$f":"RefCalc!F242","v":1.8499396592752304},null,0.84367800000000004,617,0.20739135232617445]
[null,null,null,null,null,null,null,null,null,null,null,null,null,null,null,null,null,null,null,null,null,null,null,null,null,null,null,null,null,null,null,null,null,null,null,null,null,null,null,null,null,null,null,null,null,null,null,null,null,null,null,null,null,null,null,null,null,null,null,null,null,null,null,null,null,null,null,null,null,null,null,null,null,null,null,null,null,null,null,null,null,null,null,null,null,null,null,null,null,null,null,null,null,null,null,null,null,null,null,null,null,null,null,null,null,null,null,null,null,null,null,null,null,null,null,null,null,null,null,null,null,null,null,null,null,null,null,null,null,null,null,null,null,null,null,null,null,null,null,null,null,618,{"$f":"IF(Calculator!$C$3,OFFSET('SPD Library'!B243,0,Calculator!$C$3-1),Calculator!C244)","v":0.83214600000000005},{"$f":"RefCalc!B243","v":1.7533510576233418},{"$f":"RefCalc!F243","v":1.8744452892263261},null,0.83214600000000005,618,0.21013860719455954]
[null,null,null,null,null,null,null,null,null,null,null,null,null,null,null,null,null,null,null,null,null,null,null,null,null,null,null,null,null,null,null,null,null,null,null,null,null,null,null,null,null,null,null,null,null,null,null,null,null,null,null,null,null,null,null,null,null,null,null,null,null,null,null,null,null,null,null,null,null,null,null,null,null,null,null,null,null,null,null,null,null,null,null,null,null,null,null,null,null,null,null,null,null,null,null,null,null,null,null,null,null,null,null,null,null,null,null,null,null,null,null,null,null,null,null,null,null,null,null,null,null,null,null,null,null,null,null,null,null,null,null,null,null,null,null,null,null,null,null,null,null,619,{"$f":"IF(Calculator!$C$3,OFFSET('SPD Library'!B244,0,Calculator!$C$3-1),Calculator!C245)","v":0.82036600000000004},{"$f":"RefCalc!B244","v":1.7285303224893591},{"$f":"RefCalc!F244","v":1.8991699625803291},null,0.82036600000000004,619,0.21291041838148148]
[null,null,null,null,null,null,null,null,null,null,null,null,null,null,null,null,null,null,null,null,null,null,null,null,null,null,null,null,null,null,null,null,null,null,null,null,null,null,null,null,null,null,null,null,null,null,null,null,null,null,null,null,null,null,null,null,null,null,null,null,null,null,null,null,null,null,null,null,null,null,null,null,null,null,null,null,null,null,null,null,null,null,null,null,null,null,null,null,null,null,null,null,null,null,null,null,null,null,null,null,null,null,null,null,null,null,null,null,null,null,null,null,null,null,null,null,null,null,null,null,null,null,null,null,null,null,null,null,null,null,null,null,null,null,null,null,null,null,null,null,null,620,{"$f":"IF(Calculator!$C$3,OFFSET('SPD Library'!B245,0,Calculator!$C$3-1),Calculator!C246)","v":0.80819600000000003},{"$f":"RefCalc!B245","v":1.7028878482465266},{"$f":"RefCalc!F245","v":1.9241143598547124},null,0.80819600000000003,620,0.21570686217777396]
[null,null,null,null,null,null,null,null,null,null,null,null,null,null,null,null,null,null,null,null,null,null,null,null,null,null,null,null,null,null,null,null,null,null,null,null,null,null,null,null,null,null,null,null,null,null,null,null,null,null,null,null,null,null,null,null,null,null,null,null,null,null,null,null,null,null,null,null,null,null,null,null,null,null,null,null,null,null,null,null,null,null,null,null,null,null,null,null,null,null,null,null,null,null,null,null,null,null,null,null,null,null,null,null,null,null,null,null,null,null,null,null,null,null,null,null,null,null,null,null,null,null,null,null,null,null,null,null,null,null,null,null,null,null,null,null,null,null,null,null,null,621,{"$f":"IF(Calculator!$C$3,OFFSET('SPD Library'!B246,0,Calculator!$C$3-1),Calculator!C247)","v":0.795485},{"$f":"RefCalc!B246","v":1.6761054743680843},{"$f":"RefCalc!F246","v":1.949279151812956},null,0.795485,621,0.21852801378077905]
[null,null,null,null,null,null,null,null,null,null,null,null,null,null,null,null,null,null,null,null,null,null,null,null,null,null,null,null,null,null,null,null,null,null,null,null,null,null,null,null,null,null,null,null,null,null,null,null,null,null,null,null,null,null,null,null,null,null,null,null,null,null,null,null,null,null,null,null,null,null,null,null,null,null,null,null,null,null,null,null,null,null,null,null,null,null,null,null,null,null,null,null,null,null,null,null,null,null,null,null,null,null,null,null,null,null,null,null,null,null,null,null,null,null,null,null,null,null,null,null,null,null,null,null,null,null,null,null,null,null,null,null,null,null,null,null,null,null,null,null,null,622,{"$f":"IF(Calculator!$C$3,OFFSET('SPD Library'!B247,0,Calculator!$C$3-1),Calculator!C248)","v":0.78230599999999995},{"$f":"RefCalc!B247","v":1.6483370135590221},{"$f":"RefCalc!F247","v":1.974664999407352},null,0.78230599999999995,622,0.22137394728793494]
[null,null,null,null,null,null,null,null,null,null,null,null,null,null,null,null,null,null,null,null,null,null,null,null,null,null,null,null,null,null,null,null,null,null,null,null,null,null,null,null,null,null,null,null,null,null,null,null,null,null,null,null,null,null,null,null,null,null,null,null,null,null,null,null,null,null,null,null,null,null,null,null,null,null,null,null,null,null,null,null,null,null,null,null,null,null,null,null,null,null,null,null,null,null,null,null,null,null,null,null,null,null,null,null,null,null,null,null,null,null,null,null,null,null,null,null,null,null,null,null,null,null,null,null,null,null,null,null,null,null,null,null,null,null,null,null,null,null,null,null,null,623,{"$f":"IF(Calculator!$C$3,OFFSET('SPD Library'!B248,0,Calculator!$C$3-1),Calculator!C249)","v":0.76885599999999998},{"$f":"RefCalc!B248","v":1.6199975494204766},{"$f":"RefCalc!F248","v":2.0002725537231516},null,0.76885599999999998,623,0.22424473569051467]
[null,null,null,null,null,null,null,null,null,null,null,null,null,null,null,null,null,null,null,null,null,null,null,null,null,null,null,null,null,null,null,null,null,null,null,null,null,null,null,null,null,null,null,null,null,null,null,null,null,null,null,null,null,null,null,null,null,null,null,null,null,null,null,null,null,null,null,null,null,null,null,null,null,null,null,null,null,null,null,null,null,null,null,null,null,null,null,null,null,null,null,null,null,null,null,null,null,null,null,null,null,null,null,null,null,null,null,null,null,null,null,null,null,null,null,null,null,null,null,null,null,null,null,null,null,null,null,null,null,null,null,null,null,null,null,null,null,null,null,null,null,624,{"$f":"IF(Calculator!$C$3,OFFSET('SPD Library'!B249,0,Calculator!$C$3-1),Calculator!C250)","v":0.75533700000000004},{"$f":"RefCalc!B249","v":1.5915127006703655},{"$f":"RefCalc!F249","v":2.0261024559239869},null,0.75533700000000004,624,0.22714045086750742]
[null,null,null,null,null,null,null,null,null,null,null,null,null,null,null,null,null,null,null,null,null,null,null,null,null,null,null,null,null,null,null,null,null,null,null,null,null,null,null,null,null,null,null,null,null,null,null,null,null,null,null,null,null,null,null,null,null,null,null,null,null,null,null,null,null,null,null,null,null,null,null,null,null,null,null,null,null,null,null,null,null,null,null,null,null,null,null,null,null,null,null,null,null,null,null,null,null,null,null,null,null,null,null,null,null,null,null,null,null,null,null,null,null,null,null,null,null,null,null,null,null,null,null,null,null,null,null,null,null,null,null,null,null,null,null,null,null,null,null,null,null,625,{"$f":"IF(Calculator!$C$3,OFFSET('SPD Library'!B250,0,Calculator!$C$3-1),Calculator!C251)","v":0.74194499999999997},{"$f":"RefCalc!B250","v":1.5632954438864695},{"$f":"RefCalc!F250","v":2.0521553371986561},null,0.74194499999999997,625,0.23006116357965273]
[null,null,null,null,null,null,null,null,null,null,null,null,null,null,null,null,null,null,null,null,null,null,null,null,null,null,null,null,null,null,null,null,null,null,null,null,null,null,null,null,null,null,null,null,null,null,null,null,null,null,null,null,null,null,null,null,null,null,null,null,null,null,null,null,null,null,null,null,null,null,null,null,null,null,null,null,null,null,null,null,null,null,null,null,null,null,null,null,null,null,null,null,null,null,null,null,null,null,null,null,null,null,null,null,null,null,null,null,null,null,null,null,null,null,null,null,null,null,null,null,null,null,null,null,null,null,null,null,null,null,null,null,null,null,null,null,null,null,null,null,null,626,{"$f":"IF(Calculator!$C$3,OFFSET('SPD Library'!B251,0,Calculator!$C$3-1),Calculator!C252)","v":0.72869799999999996},{"$f":"RefCalc!B251","v":1.5353837054891974},{"$f":"RefCalc!F251","v":2.0784318187092499},null,0.72869799999999996,626,0.23300694346362513]
[null,null,null,null,null,null,null,null,null,null,null,null,null,null,null,null,null,null,null,null,null,null,null,null,null,null,null,null,null,null,null,null,null,null,null,null,null,null,null,null,null,null,null,null,null,null,null,null,null,null,null,null,null,null,null,null,null,null,null,null,null,null,null,null,null,null,null,null,null,null,null,null,null,null,null,null,null,null,null,null,null,null,null,null,null,null,null,null,null,null,null,null,null,null,null,null,null,null,null,null,null,null,null,null,null,null,null,null,null,null,null,null,null,null,null,null,null,null,null,null,null,null,null,null,null,null,null,null,null,null,null,null,null,null,null,null,null,null,null,null,null,627,{"$f":"IF(Calculator!$C$3,OFFSET('SPD Library'!B252,0,Calculator!$C$3-1),Calculator!C253)","v":0.71546500000000002},{"$f":"RefCalc!B252","v":1.5075014654189098},{"$f":"RefCalc!F252","v":2.1049325115405408},null,0.71546500000000002,627,0.23597785902636043]
[null,null,null,null,null,null,null,null,null,null,null,null,null,null,null,null,null,null,null,null,null,null,null,null,null,null,null,null,null,null,null,null,null,null,null,null,null,null,null,null,null,null,null,null,null,null,null,null,null,null,null,null,null,null,null,null,null,null,null,null,null,null,null,null,null,null,null,null,null,null,null,null,null,null,null,null,null,null,null,null,null,null,null,null,null,null,null,null,null,null,null,null,null,null,null,null,null,null,null,null,null,null,null,null,null,null,null,null,null,null,null,null,null,null,null,null,null,null,null,null,null,null,null,null,null,null,null,null,null,null,null,null,null,null,null,null,null,null,null,null,null,628,{"$f":"IF(Calculator!$C$3,OFFSET('SPD Library'!B253,0,Calculator!$C$3-1),Calculator!C254)","v":0.70221800000000001},{"$f":"RefCalc!B253","v":1.4795897270216378},{"$f":"RefCalc!F253","v":2.1316580166507637},null,0.70221800000000001,628,0.23897397763953762]
[null,null,null,null,null,null,null,null,null,null,null,null,null,null,null,null,null,null,null,null,null,null,null,null,null,null,null,null,null,null,null,null,null,null,null,null,null,null,null,null,null,null,null,null,null,null,null,null,null,null,null,null,null,null,null,null,null,null,null,null,null,null,null,null,null,null,null,null,null,null,null,null,null,null,null,null,null,null,null,null,null,null,null,null,null,null,null,null,null,null,null,null,null,null,null,null,null,null,null,null,null,null,null,null,null,null,null,null,null,null,null,null,null,null,null,null,null,null,null,null,null,null,null,null,null,null,null,null,null,null,null,null,null,null,null,null,null,null,null,null,null,629,{"$f":"IF(Calculator!$C$3,OFFSET('SPD Library'!B254,0,Calculator!$C$3-1),Calculator!C255)","v":0.68893199999999999},{"$f":"RefCalc!B254","v":1.4515958147134804},{"$f":"RefCalc!F254","v":2.1586089248236697},null,0.68893199999999999,629,0.24199536553420406]
[null,null,null,null,null,null,null,null,null,null,null,null,null,null,null,null,null,null,null,null,null,null,null,null,null,null,null,null,null,null,null,null,null,null,null,null,null,null,null,null,null,null,null,null,null,null,null,null,null,null,null,null,null,null,null,null,null,null,null,null,null,null,null,null,null,null,null,null,null,null,null,null,null,null,null,null,null,null,null,null,null,null,null,null,null,null,null,null,null,null,null,null,null,null,null,null,null,null,null,null,null,null,null,null,null,null,null,null,null,null,null,null,null,null,null,null,null,null,null,null,null,null,null,null,null,null,null,null,null,null,null,null,null,null,null,null,null,null,null,null,null,630,{"$f":"IF(Calculator!$C$3,OFFSET('SPD Library'!B255,0,Calculator!$C$3-1),Calculator!C256)","v":0.67557999999999996},{"$f":"RefCalc!B255","v":1.4234628388638255},{"$f":"RefCalc!F255","v":2.1857858166219302},null,0.67557999999999996,630,0.24504208779555151]
[null,null,null,null,null,null,null,null,null,null,null,null,null,null,null,null,null,null,null,null,null,null,null,null,null,null,null,null,null,null,null,null,null,null,null,null,null,null,null,null,null,null,null,null,null,null,null,null,null,null,null,null,null,null,null,null,null,null,null,null,null,null,null,null,null,null,null,null,null,null,null,null,null,null,null,null,null,null,null,null,null,null,null,null,null,null,null,null,null,null,null,null,null,null,null,null,null,null,null,null,null,null,null,null,null,null,null,null,null,null,null,null,null,null,null,null,null,null,null,null,null,null,null,null,null,null,null,null,null,null,null,null,null,null,null,null,null,null,null,null,null,631,{"$f":"IF(Calculator!$C$3,OFFSET('SPD Library'!B256,0,Calculator!$C$3-1),Calculator!C257)","v":0.66207400000000005},{"$f":"RefCalc!B256","v":1.3950053814173431},{"$f":"RefCalc!F256","v":2.213189262341869},null,0.66207400000000005,631,0.24811420835784143]
[null,null,null,null,null,null,null,null,null,null,null,null,null,null,null,null,null,null,null,null,null,null,null,null,null,null,null,null,null,null,null,null,null,null,null,null,null,null,null,null,null,null,null,null,null,null,null,null,null,null,null,null,null,null,null,null,null,null,null,null,null,null,null,null,null,null,null,null,null,null,null,null,null,null,null,null,null,null,null,null,null,null,null,null,null,null,null,null,null,null,null,null,null,null,null,null,null,null,null,null,null,null,null,null,null,null,null,null,null,null,null,null,null,null,null,null,null,null,null,null,null,null,null,null,null,null,null,null,null,null,null,null,null,null,null,null,null,null,null,null,null,632,{"$f":"IF(Calculator!$C$3,OFFSET('SPD Library'!B257,0,Calculator!$C$3-1),Calculator!C258)","v":0.64842999999999995},{"$f":"RefCalc!B257","v":1.3662571547477287},{"$f":"RefCalc!F257","v":2.2408198219694571},null,0.64842999999999995,632,0.25121178999947158]
[null,null,null,null,null,null,null,null,null,null,null,null,null,null,null,null,null,null,null,null,null,null,null,null,null,null,null,null,null,null,null,null,null,null,null,null,null,null,null,null,null,null,null,null,null,null,null,null,null,null,null,null,null,null,null,null,null,null,null,null,null,null,null,null,null,null,null,null,null,null,null,null,null,null,null,null,null,null,null,null,null,null,null,null,null,null,null,null,null,null,null,null,null,null,null,null,null,null,null,null,null,null,null,null,null,null,null,null,null,null,null,null,null,null,null,null,null,null,null,null,null,null,null,null,null,null,null,null,null,null,null,null,null,null,null,null,null,null,null,null,null,633,{"$f":"IF(Calculator!$C$3,OFFSET('SPD Library'!B258,0,Calculator!$C$3-1),Calculator!C259)","v":0.63478100000000004},{"$f":"RefCalc!B258","v":1.3374983929613342},{"$f":"RefCalc!F258","v":2.2686780451377015},null,0.63478100000000004,633,0.25433489433819911]
[null,null,null,null,null,null,null,null,null,null,null,null,null,null,null,null,null,null,null,null,null,null,null,null,null,null,null,null,null,null,null,null,null,null,null,null,null,null,null,null,null,null,null,null,null,null,null,null,null,null,null,null,null,null,null,null,null,null,null,null,null,null,null,null,null,null,null,null,null,null,null,null,null,null,null,null,null,null,null,null,null,null,null,null,null,null,null,null,null,null,null,null,null,null,null,null,null,null,null,null,null,null,null,null,null,null,null,null,null,null,null,null,null,null,null,null,null,null,null,null,null,null,null,null,null,null,null,null,null,null,null,null,null,null,null,null,null,null,null,null,null,634,{"$f":"IF(Calculator!$C$3,OFFSET('SPD Library'!B259,0,Calculator!$C$3-1),Calculator!C260)","v":0.62126099999999995},{"$f":"RefCalc!B259","v":1.3090114371878669},{"$f":"RefCalc!F259","v":2.2967644710853059},null,0.62126099999999995,634,0.25748358182650599]
[null,null,null,null,null,null,null,null,null,null,null,null,null,null,null,null,null,null,null,null,null,null,null,null,null,null,null,null,null,null,null,null,null,null,null,null,null,null,null,null,null,null,null,null,null,null,null,null,null,null,null,null,null,null,null,null,null,null,null,null,null,null,null,null,null,null,null,null,null,null,null,null,null,null,null,null,null,null,null,null,null,null,null,null,null,null,null,null,null,null,null,null,null,null,null,null,null,null,null,null,null,null,null,null,null,null,null,null,null,null,null,null,null,null,null,null,null,null,null,null,null,null,null,null,null,null,null,null,null,null,null,null,null,null,null,null,null,null,null,null,null,635,{"$f":"IF(Calculator!$C$3,OFFSET('SPD Library'!B260,0,Calculator!$C$3-1),Calculator!C261)","v":0.60800100000000001},{"$f":"RefCalc!B260","v":1.2810723074869668},{"$f":"RefCalc!F260","v":2.325079628616618},null,0.60800100000000001,635,0.26065791174710895]
[null,null,null,null,null,null,null,null,null,null,null,null,null,null,null,null,null,null,null,null,null,null,null,null,null,null,null,null,null,null,null,null,null,null,null,null,null,null,null,null,null,null,null,null,null,null,null,null,null,null,null,null,null,null,null,null,null,null,null,null,null,null,null,null,null,null,null,null,null,null,null,null,null,null,null,null,null,null,null,null,null,null,null,null,null,null,null,null,null,null,null,null,null,null,null,null,null,null,null,null,null,null,null,null,null,null,null,null,null,null,null,null,null,null,null,null,null,null,null,null,null,null,null,null,null,null,null,null,null,null,null,null,null,null,null,null,null,null,null,null,null,636,{"$f":"IF(Calculator!$C$3,OFFSET('SPD Library'!B261,0,Calculator!$C$3-1),Calculator!C262)","v":0.59506099999999995},{"$f":"RefCalc!B261","v":1.2538074252599942},{"$f":"RefCalc!F261","v":2.3536240360629552},null,0.59506099999999995,636,0.26385794220862385]
[null,null,null,null,null,null,null,null,null,null,null,null,null,null,null,null,null,null,null,null,null,null,null,null,null,null,null,null,null,null,null,null,null,null,null,null,null,null,null,null,null,null,null,null,null,null,null,null,null,null,null,null,null,null,null,null,null,null,null,null,null,null,null,null,null,null,null,null,null,null,null,null,null,null,null,null,null,null,null,null,null,null,null,null,null,null,null,null,null,null,null,null,null,null,null,null,null,null,null,null,null,null,null,null,null,null,null,null,null,null,null,null,null,null,null,null,null,null,null,null,null,null,null,null,null,null,null,null,null,null,null,null,null,null,null,null,null,null,null,null,null,637,{"$f":"IF(Calculator!$C$3,OFFSET('SPD Library'!B262,0,Calculator!$C$3-1),Calculator!C263)","v":0.58234699999999995},{"$f":"RefCalc!B262","v":1.2270187303114839},{"$f":"RefCalc!F262","v":2.3823982012451865},null,{"$f":"EM262/MAX($EM$5:$EM$405)","v":0.58234699999999995},{"$f":"EL262","v":637},{"$f":"EO262/MAX($EO$5:$EO$405)","v":0.2670837301413706}]
[null,null,null,null,null,null,null,null,null,null,null,null,null,null,null,null,null,null,null,null,null,null,null,null,null,null,null,null,null,null,null,null,null,null,null,null,null,null,null,null,null,null,null,null,null,null,null,null,null,null,null,null,null,null,null,null,null,null,null,null,null,null,null,null,null,null,null,null,null,null,null,null,null,null,null,null,null,null,null,null,null,null,null,null,null,null,null,null,null,null,null,null,null,null,null,null,null,null,null,null,null,null,null,null,null,null,null,null,null,null,null,null,null,null,null,null,null,null,null,null,null,null,null,null,null,null,null,null,null,null,null,null,null,null,null,null,null,null,null,null,null,638,{"$f":"IF(Calculator!$C$3,OFFSET('SPD Library'!B263,0,Calculator!$C$3-1),Calculator!C264)","v":0.56976199999999999},{"$f":"RefCalc!B263","v":1.200501841375901},{"$f":"RefCalc!F263","v":2.4114026214376105},null,0.56976199999999999,638,0.27033533129332388]
[null,null,null,null,null,null,null,null,null,null,null,null,null,null,null,null,null,null,null,null,null,null,null,null,null,null,null,null,null,null,null,null,null,null,null,null,null,null,null,null,null,null,null,null,null,null,null,null,null,null,null,null,null,null,null,null,null,null,null,null,null,null,null,null,null,null,null,null,null,null,null,null,null,null,null,null,null,null,null,null,null,null,null,null,null,null,null,null,null,null,null,null,null,null,null,null,null,null,null,null,null,null,null,null,null,null,null,null,null,null,null,null,null,null,null,null,null,null,null,null,null,null,null,null,null,null,null,null,null,null,null,null,null,null,null,null,null,null,null,null,null,639,{"$f":"IF(Calculator!$C$3,OFFSET('SPD Library'!B264,0,Calculator!$C$3-1),Calculator!C265)","v":0.55721200000000004},{"$f":"RefCalc!B264","v":1.1740586982577788},{"$f":"RefCalc!F264","v":2.4406377833331736},null,0.55721200000000004,639,0.27361280022621381]
[null,null,null,null,null,null,null,null,null,null,null,null,null,null,null,null,null,null,null,null,null,null,null,null,null,null,null,null,null,null,null,null,null,null,null,null,null,null,null,null,null,null,null,null,null,null,null,null,null,null,null,null,null,null,null,null,null,null,null,null,null,null,null,null,null,null,null,null,null,null,null,null,null,null,null,null,null,null,null,null,null,null,null,null,null,null,null,null,null,null,null,null,null,null,null,null,null,null,null,null,null,null,null,null,null,null,null,null,null,null,null,null,null,null,null,null,null,null,null,null,null,null,null,null,null,null,null,null,null,null,null,null,null,null,null,null,null,null,null,null,null,640,{"$f":"IF(Calculator!$C$3,OFFSET('SPD Library'!B265,0,Calculator!$C$3-1),Calculator!C266)","v":0.54459900000000006},{"$f":"RefCalc!B265","v":1.1474828126682268},{"$f":"RefCalc!F265","v":2.4701041630099594},null,0.54459900000000006,640,0.27691619031176895]
[null,null,null,null,null,null,null,null,null,null,null,null,null,null,null,null,null,null,null,null,null,null,null,null,null,null,null,null,null,null,null,null,null,null,null,null,null,null,null,null,null,null,null,null,null,null,null,null,null,null,null,null,null,null,null,null,null,null,null,null,null,null,null,null,null,null,null,null,null,null,null,null,null,null,null,null,null,null,null,null,null,null,null,null,null,null,null,null,null,null,null,null,null,null,null,null,null,null,null,null,null,null,null,null,null,null,null,null,null,null,null,null,null,null,null,null,null,null,null,null,null,null,null,null,null,null,null,null,null,null,null,null,null,null,null,null,null,null,null,null,null,641,{"$f":"IF(Calculator!$C$3,OFFSET('SPD Library'!B266,0,Calculator!$C$3-1),Calculator!C267)","v":0.53181699999999998},{"$f":"RefCalc!B266","v":1.1205508401315065},{"$f":"RefCalc!F266","v":2.4998022258989692},null,0.53181699999999998,641,0.28024555372810467]
[null,null,null,null,null,null,null,null,null,null,null,null,null,null,null,null,null,null,null,null,null,null,null,null,null,null,null,null,null,null,null,null,null,null,null,null,null,null,null,null,null,null,null,null,null,null,null,null,null,null,null,null,null,null,null,null,null,null,null,null,null,null,null,null,null,null,null,null,null,null,null,null,null,null,null,null,null,null,null,null,null,null,null,null,null,null,null,null,null,null,null,null,null,null,null,null,null,null,null,null,null,null,null,null,null,null,null,null,null,null,null,null,null,null,null,null,null,null,null,null,null,null,null,null,null,null,null,null,null,null,null,null,null,null,null,null,null,null,null,null,null,642,{"$f":"IF(Calculator!$C$3,OFFSET('SPD Library'!B267,0,Calculator!$C$3-1),Calculator!C268)","v":0.51893100000000003},{"$f":"RefCalc!B267","v":1.0933997371657598},{"$f":"RefCalc!F267","v":2.5297324267532066},null,0.51893100000000003,642,0.28360094145625697]
[null,null,null,null,null,null,null,null,null,null,null,null,null,null,null,null,null,null,null,null,null,null,null,null,null,null,null,null,null,null,null,null,null,null,null,null,null,null,null,null,null,null,null,null,null,null,null,null,null,null,null,null,null,null,null,null,null,null,null,null,null,null,null,null,null,null,null,null,null,null,null,null,null,null,null,null,null,null,null,null,null,null,null,null,null,null,null,null,null,null,null,null,null,null,null,null,null,null,null,null,null,null,null,null,null,null,null,null,null,null,null,null,null,null,null,null,null,null,null,null,null,null,null,null,null,null,null,null,null,null,null,null,null,null,null,null,null,null,null,null,null,643,{"$f":"IF(Calculator!$C$3,OFFSET('SPD Library'!B268,0,Calculator!$C$3-1),Calculator!C269)","v":0.50609899999999997},{"$f":"RefCalc!B268","v":1.0663624134612382},{"$f":"RefCalc!F268","v":2.5598952096180216},null,0.50609899999999997,643,0.28698240327685792]
[null,null,null,null,null,null,null,null,null,null,null,null,null,null,null,null,null,null,null,null,null,null,null,null,null,null,null,null,null,null,null,null,null,null,null,null,null,null,null,null,null,null,null,null,null,null,null,null,null,null,null,null,null,null,null,null,null,null,null,null,null,null,null,null,null,null,null,null,null,null,null,null,null,null,null,null,null,null,null,null,null,null,null,null,null,null,null,null,null,null,null,null,null,null,null,null,null,null,null,null,null,null,null,null,null,null,null,null,null,null,null,null,null,null,null,null,null,null,null,null,null,null,null,null,null,null,null,null,null,null,null,null,null,null,null,null,null,null,null,null,null,644,{"$f":"IF(Calculator!$C$3,OFFSET('SPD Library'!B269,0,Calculator!$C$3-1),Calculator!C270)","v":0.49348399999999998},{"$f":"RefCalc!B269","v":1.0397823138249744},{"$f":"RefCalc!F269","v":2.5902910078027674},null,0.49348399999999998,644,0.29038998776695835]
[null,null,null,null,null,null,null,null,null,null,null,null,null,null,null,null,null,null,null,null,null,null,null,null,null,null,null,null,null,null,null,null,null,null,null,null,null,null,null,null,null,null,null,null,null,null,null,null,null,null,null,null,null,null,null,null,null,null,null,null,null,null,null,null,null,null,null,null,null,null,null,null,null,null,null,null,null,null,null,null,null,null,null,null,null,null,null,null,null,null,null,null,null,null,null,null,null,null,null,null,null,null,null,null,null,null,null,null,null,null,null,null,null,null,null,null,null,null,null,null,null,null,null,null,null,null,null,null,null,null,null,null,null,null,null,null,null,null,null,null,null,645,{"$f":"IF(Calculator!$C$3,OFFSET('SPD Library'!B270,0,Calculator!$C$3-1),Calculator!C271)","v":0.48124499999999998},{"$f":"RefCalc!B270","v":1.0139944549705762},{"$f":"RefCalc!F270","v":2.6209202438537185},null,0.48124499999999998,645,0.29382374229699149]
[null,null,null,null,null,null,null,null,null,null,null,null,null,null,null,null,null,null,null,null,null,null,null,null,null,null,null,null,null,null,null,null,null,null,null,null,null,null,null,null,null,null,null,null,null,null,null,null,null,null,null,null,null,null,null,null,null,null,null,null,null,null,null,null,null,null,null,null,null,null,null,null,null,null,null,null,null,null,null,null,null,null,null,null,null,null,null,null,null,null,null,null,null,null,null,null,null,null,null,null,null,null,null,null,null,null,null,null,null,null,null,null,null,null,null,null,null,null,null,null,null,null,null,null,null,null,null,null,null,null,null,null,null,null,null,null,null,null,null,null,null,646,{"$f":"IF(Calculator!$C$3,OFFSET('SPD Library'!B271,0,Calculator!$C$3-1),Calculator!C272)","v":0.46939399999999998},{"$f":"RefCalc!B271","v":0.98902412117831584},{"$f":"RefCalc!F271","v":2.6517833295282256},null,0.46939399999999998,646,0.29728371302787593]
[null,null,null,null,null,null,null,null,null,null,null,null,null,null,null,null,null,null,null,null,null,null,null,null,null,null,null,null,null,null,null,null,null,null,null,null,null,null,null,null,null,null,null,null,null,null,null,null,null,null,null,null,null,null,null,null,null,null,null,null,null,null,null,null,null,null,null,null,null,null,null,null,null,null,null,null,null,null,null,null,null,null,null,null,null,null,null,null,null,null,null,null,null,null,null,null,null,null,null,null,null,null,null,null,null,null,null,null,null,null,null,null,null,null,null,null,null,null,null,null,null,null,null,null,null,null,null,null,null,null,null,null,null,null,null,null,null,null,null,null,null,647,{"$f":"IF(Calculator!$C$3,OFFSET('SPD Library'!B272,0,Calculator!$C$3-1),Calculator!C273)","v":0.45780999999999999},{"$f":"RefCalc!B272","v":0.96461636262211436},{"$f":"RefCalc!F272","v":2.6828806657702033},null,0.45780999999999999,647,0.30076994490826725]
[null,null,null,null,null,null,null,null,null,null,null,null,null,null,null,null,null,null,null,null,null,null,null,null,null,null,null,null,null,null,null,null,null,null,null,null,null,null,null,null,null,null,null,null,null,null,null,null,null,null,null,null,null,null,null,null,null,null,null,null,null,null,null,null,null,null,null,null,null,null,null,null,null,null,null,null,null,null,null,null,null,null,null,null,null,null,null,null,null,null,null,null,null,null,null,null,null,null,null,null,null,null,null,null,null,null,null,null,null,null,null,null,null,null,null,null,null,null,null,null,null,null,null,null,null,null,null,null,null,null,null,null,null,null,null,null,null,null,null,null,null,648,{"$f":"IF(Calculator!$C$3,OFFSET('SPD Library'!B273,0,Calculator!$C$3-1),Calculator!C274)","v":0.44645499999999999},{"$f":"RefCalc!B273","v":0.94069111241444281},{"$f":"RefCalc!F273","v":2.7142126426868414},null,0.44645499999999999,648,0.30428248167194732]
[null,null,null,null,null,null,null,null,null,null,null,null,null,null,null,null,null,null,null,null,null,null,null,null,null,null,null,null,null,null,null,null,null,null,null,null,null,null,null,null,null,null,null,null,null,null,null,null,null,null,null,null,null,null,null,null,null,null,null,null,null,null,null,null,null,null,null,null,null,null,null,null,null,null,null,null,null,null,null,null,null,null,null,null,null,null,null,null,null,null,null,null,null,null,null,null,null,null,null,null,null,null,null,null,null,null,null,null,null,null,null,null,null,null,null,null,null,null,null,null,null,null,null,null,null,null,null,null,null,null,null,null,null,null,null,null,null,null,null,null,null,649,{"$f":"IF(Calculator!$C$3,OFFSET('SPD Library'!B274,0,Calculator!$C$3-1),Calculator!C275)","v":0.43529299999999999},{"$f":"RefCalc!B274","v":0.91717251771448427},{"$f":"RefCalc!F274","v":2.745779639526551},null,0.43529299999999999,649,0.30782136583535202]
[null,null,null,null,null,null,null,null,null,null,null,null,null,null,null,null,null,null,null,null,null,null,null,null,null,null,null,null,null,null,null,null,null,null,null,null,null,null,null,null,null,null,null,null,null,null,null,null,null,null,null,null,null,null,null,null,null,null,null,null,null,null,null,null,null,null,null,null,null,null,null,null,null,null,null,null,null,null,null,null,null,null,null,null,null,null,null,null,null,null,null,null,null,null,null,null,null,null,null,null,null,null,null,null,null,null,null,null,null,null,null,null,null,null,null,null,null,null,null,null,null,null,null,null,null,null,null,null,null,null,null,null,null,null,null,null,null,null,null,null,null,650,{"$f":"IF(Calculator!$C$3,OFFSET('SPD Library'!B275,0,Calculator!$C$3-1),Calculator!C276)","v":0.42428300000000002},{"$f":"RefCalc!B275","v":0.89397419056464167},{"$f":"RefCalc!F275","v":2.7775820246582019},null,0.42428300000000002,650,0.31138663869524352]
[null,null,null,null,null,null,null,null,null,null,null,null,null,null,null,null,null,null,null,null,null,null,null,null,null,null,null,null,null,null,null,null,null,null,null,null,null,null,null,null,null,null,null,null,null,null,null,null,null,null,null,null,null,null,null,null,null,null,null,null,null,null,null,null,null,null,null,null,null,null,null,null,null,null,null,null,null,null,null,null,null,null,null,null,null,null,null,null,null,null,null,null,null,null,null,null,null,null,null,null,null,null,null,null,null,null,null,null,null,null,null,null,null,null,null,null,null,null,null,null,null,null,null,null,null,null,null,null,null,null,null,null,null,null,null,null,null,null,null,null,null,651,{"$f":"IF(Calculator!$C$3,OFFSET('SPD Library'!B276,0,Calculator!$C$3-1),Calculator!C277)","v":0.41339399999999998},{"$f":"RefCalc!B276","v":0.87103081324087805},{"$f":"RefCalc!F276","v":2.809620155551587},null,0.41339399999999998,651,0.31497834032652011]
[null,null,null,null,null,null,null,null,null,null,null,null,null,null,null,null,null,null,null,null,null,null,null,null,null,null,null,null,null,null,null,null,null,null,null,null,null,null,null,null,null,null,null,null,null,null,null,null,null,null,null,null,null,null,null,null,null,null,null,null,null,null,null,null,null,null,null,null,null,null,null,null,null,null,null,null,null,null,null,null,null,null,null,null,null,null,null,null,null,null,null,null,null,null,null,null,null,null,null,null,null,null,null,null,null,null,null,null,null,null,null,null,null,null,null,null,null,null,null,null,null,null,null,null,null,null,null,null,null,null,null,null,null,null,null,null,null,null,null,null,null,652,{"$f":"IF(Calculator!$C$3,OFFSET('SPD Library'!B277,0,Calculator!$C$3-1),Calculator!C278)","v":0.402644},{"$f":"RefCalc!B277","v":0.8483803121636021},{"$f":"RefCalc!F277","v":2.8418943787591222},null,0.402644,652,0.31859650958016483]
[null,null,null,null,null,null,null,null,null,null,null,null,null,null,null,null,null,null,null,null,null,null,null,null,null,null,null,null,null,null,null,null,null,null,null,null,null,null,null,null,null,null,null,null,null,null,null,null,null,null,null,null,null,null,null,null,null,null,null,null,null,null,null,null,null,null,null,null,null,null,null,null,null,null,null,null,null,null,null,null,null,null,null,null,null,null,null,null,null,null,null,null,null,null,null,null,null,null,null,null,null,null,null,null,null,null,null,null,null,null,null,null,null,null,null,null,null,null,null,null,null,null,null,null,null,null,null,null,null,null,null,null,null,null,null,null,null,null,null,null,null,653,{"$f":"IF(Calculator!$C$3,OFFSET('SPD Library'!B278,0,Calculator!$C$3-1),Calculator!C279)","v":0.392073},{"$f":"RefCalc!B278","v":0.82610696826705465},{"$f":"RefCalc!F278","v":2.8744050298987749},null,0.392073,653,0.32224118408133129]
[null,null,null,null,null,null,null,null,null,null,null,null,null,null,null,null,null,null,null,null,null,null,null,null,null,null,null,null,null,null,null,null,null,null,null,null,null,null,null,null,null,null,null,null,null,null,null,null,null,null,null,null,null,null,null,null,null,null,null,null,null,null,null,null,null,null,null,null,null,null,null,null,null,null,null,null,null,null,null,null,null,null,null,null,null,null,null,null,null,null,null,null,null,null,null,null,null,null,null,null,null,null,null,null,null,null,null,null,null,null,null,null,null,null,null,null,null,null,null,null,null,null,null,null,null,null,null,null,null,null,null,null,null,null,null,null,null,null,null,null,null,654,{"$f":"IF(Calculator!$C$3,OFFSET('SPD Library'!B279,0,Calculator!$C$3-1),Calculator!C280)","v":0.381718},{"$f":"RefCalc!B279","v":0.80428874141540885},{"$f":"RefCalc!F279","v":2.9071524336382342},null,0.381718,654,0.32591240022756951]
[null,null,null,null,null,null,null,null,null,null,null,null,null,null,null,null,null,null,null,null,null,null,null,null,null,null,null,null,null,null,null,null,null,null,null,null,null,null,null,null,null,null,null,null,null,null,null,null,null,null,null,null,null,null,null,null,null,null,null,null,null,null,null,null,null,null,null,null,null,null,null,null,null,null,null,null,null,null,null,null,null,null,null,null,null,null,null,null,null,null,null,null,null,null,null,null,null,null,null,null,null,null,null,null,null,null,null,null,null,null,null,null,null,null,null,null,null,null,null,null,null,null,null,null,null,null,null,null,null,null,null,null,null,null,null,null,null,null,null,null,null,655,{"$f":"IF(Calculator!$C$3,OFFSET('SPD Library'!B280,0,Calculator!$C$3-1),Calculator!C281)","v":0.37161899999999998},{"$f":"RefCalc!B280","v":0.78300991254290542},{"$f":"RefCalc!F280","v":2.9401369036803033},null,0.37161899999999998,655,0.32961019318718798]
[null,null,null,null,null,null,null,null,null,null,null,null,null,null,null,null,null,null,null,null,null,null,null,null,null,null,null,null,null,null,null,null,null,null,null,null,null,null,null,null,null,null,null,null,null,null,null,null,null,null,null,null,null,null,null,null,null,null,null,null,null,null,null,null,null,null,null,null,null,null,null,null,null,null,null,null,null,null,null,null,null,null,null,null,null,null,null,null,null,null,null,null,null,null,null,null,null,null,null,null,null,null,null,null,null,null,null,null,null,null,null,null,null,null,null,null,null,null,null,null,null,null,null,null,null,null,null,null,null,null,null,null,null,null,null,null,null,null,null,null,null,656,{"$f":"IF(Calculator!$C$3,OFFSET('SPD Library'!B281,0,Calculator!$C$3-1),Calculator!C282)","v":0.36176999999999998},{"$f":"RefCalc!B281","v":0.76225783950940851},{"$f":"RefCalc!F281","v":2.9733587427494577},null,0.36176999999999998,656,0.33333459689774675]
[null,null,null,null,null,null,null,null,null,null,null,null,null,null,null,null,null,null,null,null,null,null,null,null,null,null,null,null,null,null,null,null,null,null,null,null,null,null,null,null,null,null,null,null,null,null,null,null,null,null,null,null,null,null,null,null,null,null,null,null,null,null,null,null,null,null,null,null,null,null,null,null,null,null,null,null,null,null,null,null,null,null,null,null,null,null,null,null,null,null,null,null,null,null,null,null,null,null,null,null,null,null,null,null,null,null,null,null,null,null,null,null,null,null,null,null,null,null,null,null,null,null,null,null,null,null,null,null,null,null,null,null,null,null,null,null,null,null,null,null,null,657,{"$f":"IF(Calculator!$C$3,OFFSET('SPD Library'!B282,0,Calculator!$C$3-1),Calculator!C283)","v":0.35213299999999997},{"$f":"RefCalc!B282","v":0.74195245542738908},{"$f":"RefCalc!F282","v":3.0068182425797034},null,0.35213299999999997,657,0.33708564406469632]
[null,null,null,null,null,null,null,null,null,null,null,null,null,null,null,null,null,null,null,null,null,null,null,null,null,null,null,null,null,null,null,null,null,null,null,null,null,null,null,null,null,null,null,null,null,null,null,null,null,null,null,null,null,null,null,null,null,null,null,null,null,null,null,null,null,null,null,null,null,null,null,null,null,null,null,null,null,null,null,null,null,null,null,null,null,null,null,null,null,null,null,null,null,null,null,null,null,null,null,null,null,null,null,null,null,null,null,null,null,null,null,null,null,null,null,null,null,null,null,null,null,null,null,null,null,null,null,null,null,null,null,null,null,null,null,null,null,null,null,null,null,658,{"$f":"IF(Calculator!$C$3,OFFSET('SPD Library'!B283,0,Calculator!$C$3-1),Calculator!C284)","v":0.34269899999999998},{"$f":"RefCalc!B283","v":0.72207479708664279},{"$f":"RefCalc!F283","v":3.0405156839035383},null,0.34269899999999998,658,0.34086336616014024]
[null,null,null,null,null,null,null,null,null,null,null,null,null,null,null,null,null,null,null,null,null,null,null,null,null,null,null,null,null,null,null,null,null,null,null,null,null,null,null,null,null,null,null,null,null,null,null,null,null,null,null,null,null,null,null,null,null,null,null,null,null,null,null,null,null,null,null,null,null,null,null,null,null,null,null,null,null,null,null,null,null,null,null,null,null,null,null,null,null,null,null,null,null,null,null,null,null,null,null,null,null,null,null,null,null,null,null,null,null,null,null,null,null,null,null,null,null,null,null,null,null,null,null,null,null,null,null,null,null,null,null,null,null,null,null,null,null,null,null,null,null,659,{"$f":"IF(Calculator!$C$3,OFFSET('SPD Library'!B284,0,Calculator!$C$3-1),Calculator!C285)","v":0.33345799999999998},{"$f":"RefCalc!B284","v":0.70260379425360953},{"$f":"RefCalc!F284","v":3.0744513364421655},null,0.33345799999999998,659,0.34466779342173776]
[null,null,null,null,null,null,null,null,null,null,null,null,null,null,null,null,null,null,null,null,null,null,null,null,null,null,null,null,null,null,null,null,null,null,null,null,null,null,null,null,null,null,null,null,null,null,null,null,null,null,null,null,null,null,null,null,null,null,null,null,null,null,null,null,null,null,null,null,null,null,null,null,null,null,null,null,null,null,null,null,null,null,null,null,null,null,null,null,null,null,null,null,null,null,null,null,null,null,null,null,null,null,null,null,null,null,null,null,null,null,null,null,null,null,null,null,null,null,null,null,null,null,null,null,null,null,null,null,null,null,null,null,null,null,null,null,null,null,null,null,null,660,{"$f":"IF(Calculator!$C$3,OFFSET('SPD Library'!B285,0,Calculator!$C$3-1),Calculator!C286)","v":0.32440200000000002},{"$f":"RefCalc!B285","v":0.68352259074144117},{"$f":"RefCalc!F285","v":3.1086254588968765},null,0.32440200000000002,660,0.34849895485173787]
[null,null,null,null,null,null,null,null,null,null,null,null,null,null,null,null,null,null,null,null,null,null,null,null,null,null,null,null,null,null,null,null,null,null,null,null,null,null,null,null,null,null,null,null,null,null,null,null,null,null,null,null,null,null,null,null,null,null,null,null,null,null,null,null,null,null,null,null,null,null,null,null,null,null,null,null,null,null,null,null,null,null,null,null,null,null,null,null,null,null,null,null,null,null,null,null,null,null,null,null,null,null,null,null,null,null,null,null,null,null,null,null,null,null,null,null,null,null,null,null,null,null,null,null,null,null,null,null,null,null,null,null,null,null,null,null,null,null,null,null,null,661,{"$f":"IF(Calculator!$C$3,OFFSET('SPD Library'!B286,0,Calculator!$C$3-1),Calculator!C287)","v":0.315529},{"$f":"RefCalc!B286","v":0.66482697250342526},{"$f":"RefCalc!F286","v":3.1430382989416117},null,0.315529,661,0.35235687821614536]
[null,null,null,null,null,null,null,null,null,null,null,null,null,null,null,null,null,null,null,null,null,null,null,null,null,null,null,null,null,null,null,null,null,null,null,null,null,null,null,null,null,null,null,null,null,null,null,null,null,null,null,null,null,null,null,null,null,null,null,null,null,null,null,null,null,null,null,null,null,null,null,null,null,null,null,null,null,null,null,null,null,null,null,null,null,null,null,null,null,null,null,null,null,null,null,null,null,null,null,null,null,null,null,null,null,null,null,null,null,null,null,null,null,null,null,null,null,null,null,null,null,null,null,null,null,null,null,null,null,null,null,null,null,null,null,null,null,null,null,null,null,662,{"$f":"IF(Calculator!$C$3,OFFSET('SPD Library'!B287,0,Calculator!$C$3-1),Calculator!C288)","v":0.306834},{"$f":"RefCalc!B287","v":0.64650640442278207},{"$f":"RefCalc!F287","v":3.1776900932166985},null,0.306834,662,0.35624159004401879]
[null,null,null,null,null,null,null,null,null,null,null,null,null,null,null,null,null,null,null,null,null,null,null,null,null,null,null,null,null,null,null,null,null,null,null,null,null,null,null,null,null,null,null,null,null,null,null,null,null,null,null,null,null,null,null,null,null,null,null,null,null,null,null,null,null,null,null,null,null,null,null,null,null,null,null,null,null,null,null,null,null,null,null,null,null,null,null,null,null,null,null,null,null,null,null,null,null,null,null,null,null,null,null,null,null,null,null,null,null,null,null,null,null,null,null,null,null,null,null,null,null,null,null,null,null,null,null,null,null,null,null,null,null,null,null,null,null,null,null,null,null,663,{"$f":"IF(Calculator!$C$3,OFFSET('SPD Library'!B288,0,Calculator!$C$3-1),Calculator!C289)","v":0.29830800000000002},{"$f":"RefCalc!B288","v":0.62854192328930714},{"$f":"RefCalc!F288","v":3.2125810673237374},null,0.29830800000000002,663,0.36015311562689717]
[null,null,null,null,null,null,null,null,null,null,null,null,null,null,null,null,null,null,null,null,null,null,null,null,null,null,null,null,null,null,null,null,null,null,null,null,null,null,null,null,null,null,null,null,null,null,null,null,null,null,null,null,null,null,null,null,null,null,null,null,null,null,null,null,null,null,null,null,null,null,null,null,null,null,null,null,null,null,null,null,null,null,null,null,null,null,null,null,null,null,null,null,null,null,null,null,null,null,null,null,null,null,null,null,null,null,null,null,null,null,null,null,null,null,null,null,null,null,null,null,null,null,null,null,null,null,null,null,null,null,null,null,null,null,null,null,null,null,null,null,null,664,{"$f":"IF(Calculator!$C$3,OFFSET('SPD Library'!B289,0,Calculator!$C$3-1),Calculator!C290)","v":0.28994199999999998},{"$f":"RefCalc!B289","v":0.61091456589279636},{"$f":"RefCalc!F289","v":3.2477114358216754},null,0.28994199999999998,664,0.36409147901835964]
[null,null,null,null,null,null,null,null,null,null,null,null,null,null,null,null,null,null,null,null,null,null,null,null,null,null,null,null,null,null,null,null,null,null,null,null,null,null,null,null,null,null,null,null,null,null,null,null,null,null,null,null,null,null,null,null,null,null,null,null,null,null,null,null,null,null,null,null,null,null,null,null,null,null,null,null,null,null,null,null,null,null,null,null,null,null,null,null,null,null,null,null,null,null,null,null,null,null,null,null,null,null,null,null,null,null,null,null,null,null,null,null,null,null,null,null,null,null,null,null,null,null,null,null,null,null,null,null,null,null,null,null,null,null,null,null,null,null,null,null,null,665,{"$f":"IF(Calculator!$C$3,OFFSET('SPD Library'!B290,0,Calculator!$C$3-1),Calculator!C291)","v":0.281725},{"$f":"RefCalc!B290","v":0.59360115497633337},{"$f":"RefCalc!F290","v":3.2830814022240196},null,0.281725,665,0.36805670303371341]
[null,null,null,null,null,null,null,null,null,null,null,null,null,null,null,null,null,null,null,null,null,null,null,null,null,null,null,null,null,null,null,null,null,null,null,null,null,null,null,null,null,null,null,null,null,null,null,null,null,null,null,null,null,null,null,null,null,null,null,null,null,null,null,null,null,null,null,null,null,null,null,null,null,null,null,null,null,null,null,null,null,null,null,null,null,null,null,null,null,null,null,null,null,null,null,null,null,null,null,null,null,null,null,null,null,null,null,null,null,null,null,null,null,null,null,null,null,null,null,null,null,null,null,null,null,null,null,null,null,null,null,null,null,null,null,null,null,null,null,null,null,666,{"$f":"IF(Calculator!$C$3,OFFSET('SPD Library'!B291,0,Calculator!$C$3-1),Calculator!C292)","v":0.27356999999999998},{"$f":"RefCalc!B291","v":0.57641837950794395},{"$f":"RefCalc!F291","v":3.31869115899713},null,0.27356999999999998,666,0.37204880924980205]
[null,null,null,null,null,null,null,null,null,null,null,null,null,null,null,null,null,null,null,null,null,null,null,null,null,null,null,null,null,null,null,null,null,null,null,null,null,null,null,null,null,null,null,null,null,null,null,null,null,null,null,null,null,null,null,null,null,null,null,null,null,null,null,null,null,null,null,null,null,null,null,null,null,null,null,null,null,null,null,null,null,null,null,null,null,null,null,null,null,null,null,null,null,null,null,null,null,null,null,null,null,null,null,null,null,null,null,null,null,null,null,null,null,null,null,null,null,null,null,null,null,null,null,null,null,null,null,null,null,null,null,null,null,null,null,null,null,null,null,null,null,667,{"$f":"IF(Calculator!$C$3,OFFSET('SPD Library'!B292,0,Calculator!$C$3-1),Calculator!C293)","v":0.26547500000000002},{"$f":"RefCalc!B292","v":0.55936202544091618},{"$f":"RefCalc!F292","v":3.3545408875597795},null,0.26547500000000002,667,0.37606781800495626]
[null,null,null,null,null,null,null,null,null,null,null,null,null,null,null,null,null,null,null,null,null,null,null,null,null,null,null,null,null,null,null,null,null,null,null,null,null,null,null,null,null,null,null,null,null,null,null,null,null,null,null,null,null,null,null,null,null,null,null,null,null,null,null,null,null,null,null,null,null,null,null,null,null,null,null,null,null,null,null,null,null,null,null,null,null,null,null,null,null,null,null,null,null,null,null,null,null,null,null,null,null,null,null,null,null,null,null,null,null,null,null,null,null,null,null,null,null,null,null,null,null,null,null,null,null,null,null,null,null,null,null,null,null,null,null,null,null,null,null,null,null,668,{"$f":"IF(Calculator!$C$3,OFFSET('SPD Library'!B293,0,Calculator!$C$3-1),Calculator!C294)","v":0.25756299999999999},{"$f":"RefCalc!B293","v":0.54269125664804108},{"$f":"RefCalc!F293","v":3.3906307582836872},null,0.25756299999999999,668,0.38011374839905376]
[null,null,null,null,null,null,null,null,null,null,null,null,null,null,null,null,null,null,null,null,null,null,null,null,null,null,null,null,null,null,null,null,null,null,null,null,null,null,null,null,null,null,null,null,null,null,null,null,null,null,null,null,null,null,null,null,null,null,null,null,null,null,null,null,null,null,null,null,null,null,null,null,null,null,null,null,null,null,null,null,null,null,null,null,null,null,null,null,null,null,null,null,null,null,null,null,null,null,null,null,null,null,null,null,null,null,null,null,null,null,null,null,null,null,null,null,null,null,null,null,null,null,null,null,null,null,null,null,null,null,null,null,null,null,null,null,null,null,null,null,null,669,{"$f":"IF(Calculator!$C$3,OFFSET('SPD Library'!B294,0,Calculator!$C$3-1),Calculator!C295)","v":0.24995800000000001},{"$f":"RefCalc!B294","v":0.52666734402546578},{"$f":"RefCalc!F294","v":3.4269609304952797},null,0.24995800000000001,669,0.38418661829371664]
[null,null,null,null,null,null,null,null,null,null,null,null,null,null,null,null,null,null,null,null,null,null,null,null,null,null,null,null,null,null,null,null,null,null,null,null,null,null,null,null,null,null,null,null,null,null,null,null,null,null,null,null,null,null,null,null,null,null,null,null,null,null,null,null,null,null,null,null,null,null,null,null,null,null,null,null,null,null,null,null,null,null,null,null,null,null,null,null,null,null,null,null,null,null,null,null,null,null,null,null,null,null,null,null,null,null,null,null,null,null,null,null,null,null,null,null,null,null,null,null,null,null,null,null,null,null,null,null,null,null,null,null,null,null,null,null,null,null,null,null,null,670,{"$f":"IF(Calculator!$C$3,OFFSET('SPD Library'!B295,0,Calculator!$C$3-1),Calculator!C296)","v":0.24278},{"$f":"RefCalc!B295","v":0.51154313037591348},{"$f":"RefCalc!F295","v":3.4635315524785071},null,0.24278,670,0.38828644431262704]
[null,null,null,null,null,null,null,null,null,null,null,null,null,null,null,null,null,null,null,null,null,null,null,null,null,null,null,null,null,null,null,null,null,null,null,null,null,null,null,null,null,null,null,null,null,null,null,null,null,null,null,null,null,null,null,null,null,null,null,null,null,null,null,null,null,null,null,null,null,null,null,null,null,null,null,null,null,null,null,null,null,null,null,null,null,null,null,null,null,null,null,null,null,null,null,null,null,null,null,null,null,null,null,null,null,null,null,null,null,null,null,null,null,null,null,null,null,null,null,null,null,null,null,null,null,null,null,null,null,null,null,null,null,null,null,null,null,null,null,null,null,671,{"$f":"IF(Calculator!$C$3,OFFSET('SPD Library'!B296,0,Calculator!$C$3-1),Calculator!C297)","v":0.23604900000000001},{"$f":"RefCalc!B296","v":0.49736075616650466},{"$f":"RefCalc!F296","v":3.5003427614787843},null,0.23604900000000001,671,0.39241324184196913]
[null,null,null,null,null,null,null,null,null,null,null,null,null,null,null,null,null,null,null,null,null,null,null,null,null,null,null,null,null,null,null,null,null,null,null,null,null,null,null,null,null,null,null,null,null,null,null,null,null,null,null,null,null,null,null,null,null,null,null,null,null,null,null,null,null,null,null,null,null,null,null,null,null,null,null,null,null,null,null,null,null,null,null,null,null,null,null,null,null,null,null,null,null,null,null,null,null,null,null,null,null,null,null,null,null,null,null,null,null,null,null,null,null,null,null,null,null,null,null,null,null,null,null,null,null,null,null,null,null,null,null,null,null,null,null,null,null,null,null,null,null,672,{"$f":"IF(Calculator!$C$3,OFFSET('SPD Library'!B297,0,Calculator!$C$3-1),Calculator!C298)","v":0.22964699999999999},{"$f":"RefCalc!B297","v":0.48387159264122825},{"$f":"RefCalc!F297","v":3.5373946837079928},null,0.22964699999999999,672,0.39656702503098967]
[null,null,null,null,null,null,null,null,null,null,null,null,null,null,null,null,null,null,null,null,null,null,null,null,null,null,null,null,null,null,null,null,null,null,null,null,null,null,null,null,null,null,null,null,null,null,null,null,null,null,null,null,null,null,null,null,null,null,null,null,null,null,null,null,null,null,null,null,null,null,null,null,null,null,null,null,null,null,null,null,null,null,null,null,null,null,null,null,null,null,null,null,null,null,null,null,null,null,null,null,null,null,null,null,null,null,null,null,null,null,null,null,null,null,null,null,null,null,null,null,null,null,null,null,null,null,null,null,null,null,null,null,null,null,null,null,null,null,null,null,null,673,{"$f":"IF(Calculator!$C$3,OFFSET('SPD Library'!B298,0,Calculator!$C$3-1),Calculator!C299)","v":0.223497},{"$f":"RefCalc!B298","v":0.4709133990016704},{"$f":"RefCalc!F298","v":3.574687434350607},null,0.223497,673,0.4007478067926849]
[null,null,null,null,null,null,null,null,null,null,null,null,null,null,null,null,null,null,null,null,null,null,null,null,null,null,null,null,null,null,null,null,null,null,null,null,null,null,null,null,null,null,null,null,null,null,null,null,null,null,null,null,null,null,null,null,null,null,null,null,null,null,null,null,null,null,null,null,null,null,null,null,null,null,null,null,null,null,null,null,null,null,null,null,null,null,null,null,null,null,null,null,null,null,null,null,null,null,null,null,null,null,null,null,null,null,null,null,null,null,null,null,null,null,null,null,null,null,null,null,null,null,null,null,null,null,null,null,null,null,null,null,null,null,null,null,null,null,null,null,null,674,{"$f":"IF(Calculator!$C$3,OFFSET('SPD Library'!B299,0,Calculator!$C$3-1),Calculator!C300)","v":0.21751799999999999},{"$f":"RefCalc!B299","v":0.45831550635599283},{"$f":"RefCalc!F299","v":3.612221117570876},null,0.21751799999999999,674,0.40495559880460569]
[null,null,null,null,null,null,null,null,null,null,null,null,null,null,null,null,null,null,null,null,null,null,null,null,null,null,null,null,null,null,null,null,null,null,null,null,null,null,null,null,null,null,null,null,null,null,null,null,null,null,null,null,null,null,null,null,null,null,null,null,null,null,null,null,null,null,null,null,null,null,null,null,null,null,null,null,null,null,null,null,null,null,null,null,null,null,null,null,null,null,null,null,null,null,null,null,null,null,null,null,null,null,null,null,null,null,null,null,null,null,null,null,null,null,null,null,null,null,null,null,null,null,null,null,null,null,null,null,null,null,null,null,null,null,null,null,null,null,null,null,null,675,{"$f":"IF(Calculator!$C$3,OFFSET('SPD Library'!B300,0,Calculator!$C$3-1),Calculator!C301)","v":0.21163299999999999},{"$f":"RefCalc!B300","v":0.44591567390578174},{"$f":"RefCalc!F300","v":3.6499958265210304},null,0.21163299999999999,675,0.40919041150977764]
[null,null,null,null,null,null,null,null,null,null,null,null,null,null,null,null,null,null,null,null,null,null,null,null,null,null,null,null,null,null,null,null,null,null,null,null,null,null,null,null,null,null,null,null,null,null,null,null,null,null,null,null,null,null,null,null,null,null,null,null,null,null,null,null,null,null,null,null,null,null,null,null,null,null,null,null,null,null,null,null,null,null,null,null,null,null,null,null,null,null,null,null,null,null,null,null,null,null,null,null,null,null,null,null,null,null,null,null,null,null,null,null,null,null,null,null,null,null,null,null,null,null,null,null,null,null,null,null,null,null,null,null,null,null,null,null,null,null,null,null,null,676,{"$f":"IF(Calculator!$C$3,OFFSET('SPD Library'!B301,0,Calculator!$C$3-1),Calculator!C302)","v":0.20591100000000001},{"$f":"RefCalc!B301","v":0.43385928626260284},{"$f":"RefCalc!F301","v":3.6880116433506598},null,0.20591100000000001,676,0.4134522541177521]
[null,null,null,null,null,null,null,null,null,null,null,null,null,null,null,null,null,null,null,null,null,null,null,null,null,null,null,null,null,null,null,null,null,null,null,null,null,null,null,null,null,null,null,null,null,null,null,null,null,null,null,null,null,null,null,null,null,null,null,null,null,null,null,null,null,null,null,null,null,null,null,null,null,null,null,null,null,null,null,null,null,null,null,null,null,null,null,null,null,null,null,null,null,null,null,null,null,null,null,null,null,null,null,null,null,null,null,null,null,null,null,null,null,null,null,null,null,null,null,null,null,null,null,null,null,null,null,null,null,null,null,null,null,null,null,null,null,null,null,null,null,677,{"$f":"IF(Calculator!$C$3,OFFSET('SPD Library'!B302,0,Calculator!$C$3-1),Calculator!C303)","v":0.20039699999999999},{"$f":"RefCalc!B302","v":0.42224115947747726},{"$f":"RefCalc!F302","v":3.7262686392169648},null,0.20039699999999999,677,0.41774113460575585]
[null,null,null,null,null,null,null,null,null,null,null,null,null,null,null,null,null,null,null,null,null,null,null,null,null,null,null,null,null,null,null,null,null,null,null,null,null,null,null,null,null,null,null,null,null,null,null,null,null,null,null,null,null,null,null,null,null,null,null,null,null,null,null,null,null,null,null,null,null,null,null,null,null,null,null,null,null,null,null,null,null,null,null,null,null,null,null,null,null,null,null,null,null,null,null,null,null,null,null,null,null,null,null,null,null,null,null,null,null,null,null,null,null,null,null,null,null,null,null,null,null,null,null,null,null,null,null,null,null,null,null,null,null,null,null,null,null,null,null,null,null,678,{"$f":"IF(Calculator!$C$3,OFFSET('SPD Library'!B303,0,Calculator!$C$3-1),Calculator!C304)","v":0.19497300000000001},{"$f":"RefCalc!B303","v":0.41081266479439399},{"$f":"RefCalc!F303","v":3.7647668742962379},null,0.19497300000000001,678,0.42205705971997798]
[null,null,null,null,null,null,null,null,null,null,null,null,null,null,null,null,null,null,null,null,null,null,null,null,null,null,null,null,null,null,null,null,null,null,null,null,null,null,null,null,null,null,null,null,null,null,null,null,null,null,null,null,null,null,null,null,null,null,null,null,null,null,null,null,null,null,null,null,null,null,null,null,null,null,null,null,null,null,null,null,null,null,null,null,null,null,null,null,null,null,null,null,null,null,null,null,null,null,null,null,null,null,null,null,null,null,null,null,null,null,null,null,null,null,null,null,null,null,null,null,null,null,null,null,null,null,null,null,null,null,null,null,null,null,null,null,null,null,null,null,null,679,{"$f":"IF(Calculator!$C$3,OFFSET('SPD Library'!B304,0,Calculator!$C$3-1),Calculator!C305)","v":0.189522},{"$f":"RefCalc!B304","v":0.39932728048069804},{"$f":"RefCalc!F304","v":3.8035063977962311},null,0.189522,679,0.42640003497695628]
[null,null,null,null,null,null,null,null,null,null,null,null,null,null,null,null,null,null,null,null,null,null,null,null,null,null,null,null,null,null,null,null,null,null,null,null,null,null,null,null,null,null,null,null,null,null,null,null,null,null,null,null,null,null,null,null,null,null,null,null,null,null,null,null,null,null,null,null,null,null,null,null,null,null,null,null,null,null,null,null,null,null,null,null,null,null,null,null,null,null,null,null,null,null,null,null,null,null,null,null,null,null,null,null,null,null,null,null,null,null,null,null,null,null,null,null,null,null,null,null,null,null,null,null,null,null,null,null,null,null,null,null,null,null,null,null,null,null,null,null,null,680,{"$f":"IF(Calculator!$C$3,OFFSET('SPD Library'!B305,0,Calculator!$C$3-1),Calculator!C306)","v":0.18392600000000001},{"$f":"RefCalc!B305","v":0.38753637778037836},{"$f":"RefCalc!F305","v":3.84248724796959},null,0.18392600000000001,680,0.43077006466508355]
[null,null,null,null,null,null,null,null,null,null,null,null,null,null,null,null,null,null,null,null,null,null,null,null,null,null,null,null,null,null,null,null,null,null,null,null,null,null,null,null,null,null,null,null,null,null,null,null,null,null,null,null,null,null,null,null,null,null,null,null,null,null,null,null,null,null,null,null,null,null,null,null,null,null,null,null,null,null,null,null,null,null,null,null,null,null,null,null,null,null,null,null,null,null,null,null,null,null,null,null,null,null,null,null,null,null,null,null,null,null,null,null,null,null,null,null,null,null,null,null,null,null,null,null,null,null,null,null,null,null,null,null,null,null,null,null,null,null,null,null,null,681,{"$f":"IF(Calculator!$C$3,OFFSET('SPD Library'!B306,0,Calculator!$C$3-1),Calculator!C307)","v":0.177981},{"$f":"RefCalc!B306","v":0.37501012392880573},{"$f":"RefCalc!F306","v":3.8817094521283386},null,0.177981,681,0.43516715184623145]
[null,null,null,null,null,null,null,null,null,null,null,null,null,null,null,null,null,null,null,null,null,null,null,null,null,null,null,null,null,null,null,null,null,null,null,null,null,null,null,null,null,null,null,null,null,null,null,null,null,null,null,null,null,null,null,null,null,null,null,null,null,null,null,null,null,null,null,null,null,null,null,null,null,null,null,null,null,null,null,null,null,null,null,null,null,null,null,null,null,null,null,null,null,null,null,null,null,null,null,null,null,null,null,null,null,null,null,null,null,null,null,null,null,null,null,null,null,null,null,null,null,null,null,null,null,null,null,null,null,null,null,null,null,null,null,null,null,null,null,null,null,682,{"$f":"IF(Calculator!$C$3,OFFSET('SPD Library'!B307,0,Calculator!$C$3-1),Calculator!C308)","v":0.171762},{"$f":"RefCalc!B307","v":0.36190654567768205},{"$f":"RefCalc!F307","v":3.9211730266592983},null,0.171762,682,0.43959129835747873]
[null,null,null,null,null,null,null,null,null,null,null,null,null,null,null,null,null,null,null,null,null,null,null,null,null,null,null,null,null,null,null,null,null,null,null,null,null,null,null,null,null,null,null,null,null,null,null,null,null,null,null,null,null,null,null,null,null,null,null,null,null,null,null,null,null,null,null,null,null,null,null,null,null,null,null,null,null,null,null,null,null,null,null,null,null,null,null,null,null,null,null,null,null,null,null,null,null,null,null,null,null,null,null,null,null,null,null,null,null,null,null,null,null,null,null,null,null,null,null,null,null,null,null,null,null,null,null,null,null,null,null,null,null,null,null,null,null,null,null,null,null,683,{"$f":"IF(Calculator!$C$3,OFFSET('SPD Library'!B308,0,Calculator!$C$3-1),Calculator!C309)","v":0.165574},{"$f":"RefCalc!B308","v":0.34886828515059515},{"$f":"RefCalc!F308","v":3.9608779770405564},null,0.165574,683,0.44404250481295787]
[null,null,null,null,null,null,null,null,null,null,null,null,null,null,null,null,null,null,null,null,null,null,null,null,null,null,null,null,null,null,null,null,null,null,null,null,null,null,null,null,null,null,null,null,null,null,null,null,null,null,null,null,null,null,null,null,null,null,null,null,null,null,null,null,null,null,null,null,null,null,null,null,null,null,null,null,null,null,null,null,null,null,null,null,null,null,null,null,null,null,null,null,null,null,null,null,null,null,null,null,null,null,null,null,null,null,null,null,null,null,null,null,null,null,null,null,null,null,null,null,null,null,null,null,null,null,null,null,null,null,null,null,null,null,null,null,null,null,null,null,null,684,{"$f":"IF(Calculator!$C$3,OFFSET('SPD Library'!B309,0,Calculator!$C$3-1),Calculator!C310)","v":0.159721},{"$f":"RefCalc!B309","v":0.33653587744777691},{"$f":"RefCalc!F309","v":4.0008242978588653},null,0.159721,684,0.44852077060580542]
[null,null,null,null,null,null,null,null,null,null,null,null,null,null,null,null,null,null,null,null,null,null,null,null,null,null,null,null,null,null,null,null,null,null,null,null,null,null,null,null,null,null,null,null,null,null,null,null,null,null,null,null,null,null,null,null,null,null,null,null,null,null,null,null,null,null,null,null,null,null,null,null,null,null,null,null,null,null,null,null,null,null,null,null,null,null,null,null,null,null,null,null,null,null,null,null,null,null,null,null,null,null,null,null,null,null,null,null,null,null,null,null,null,null,null,null,null,null,null,null,null,null,null,null,null,null,null,null,null,null,null,null,null,null,null,null,null,null,null,null,null,685,{"$f":"IF(Calculator!$C$3,OFFSET('SPD Library'!B310,0,Calculator!$C$3-1),Calculator!C311)","v":0.154506},{"$f":"RefCalc!B310","v":0.32554775064610297},{"$f":"RefCalc!F310","v":4.04101197282806},null,0.154506,685,0.4530260939102268]
[null,null,null,null,null,null,null,null,null,null,null,null,null,null,null,null,null,null,null,null,null,null,null,null,null,null,null,null,null,null,null,null,null,null,null,null,null,null,null,null,null,null,null,null,null,null,null,null,null,null,null,null,null,null,null,null,null,null,null,null,null,null,null,null,null,null,null,null,null,null,null,null,null,null,null,null,null,null,null,null,null,null,null,null,null,null,null,null,null,null,null,null,null,null,null,null,null,null,null,null,null,null,null,null,null,null,null,null,null,null,null,null,null,null,null,null,null,null,null,null,null,null,null,null,null,null,null,null,null,null,null,null,null,null,null,null,null,null,null,null,null,686,{"$f":"IF(Calculator!$C$3,OFFSET('SPD Library'!B311,0,Calculator!$C$3-1),Calculator!C312)","v":0.14996300000000001},{"$f":"RefCalc!B311","v":0.31597554353967838},{"$f":"RefCalc!F311","v":4.0814409748084328},null,0.14996300000000001,686,0.45755847168366837]
[null,null,null,null,null,null,null,null,null,null,null,null,null,null,null,null,null,null,null,null,null,null,null,null,null,null,null,null,null,null,null,null,null,null,null,null,null,null,null,null,null,null,null,null,null,null,null,null,null,null,null,null,null,null,null,null,null,null,null,null,null,null,null,null,null,null,null,null,null,null,null,null,null,null,null,null,null,null,null,null,null,null,null,null,null,null,null,null,null,null,null,null,null,null,null,null,null,null,null,null,null,null,null,null,null,null,null,null,null,null,null,null,null,null,null,null,null,null,null,null,null,null,null,null,null,null,null,null,null,null,null,null,null,null,null,null,null,null,null,null,null,687,{"$f":"IF(Calculator!$C$3,OFFSET('SPD Library'!B312,0,Calculator!$C$3-1),Calculator!C313)","v":0.14582300000000001},{"$f":"RefCalc!B312","v":0.3072524668457321},{"$f":"RefCalc!F312","v":4.1221112658270025},null,0.14582300000000001,687,0.46211789966908967]
[null,null,null,null,null,null,null,null,null,null,null,null,null,null,null,null,null,null,null,null,null,null,null,null,null,null,null,null,null,null,null,null,null,null,null,null,null,null,null,null,null,null,null,null,null,null,null,null,null,null,null,null,null,null,null,null,null,null,null,null,null,null,null,null,null,null,null,null,null,null,null,null,null,null,null,null,null,null,null,null,null,null,null,null,null,null,null,null,null,null,null,null,null,null,null,null,null,null,null,null,null,null,null,null,null,null,null,null,null,null,null,null,null,null,null,null,null,null,null,null,null,null,null,null,null,null,null,null,null,null,null,null,null,null,null,null,null,null,null,null,null,688,{"$f":"IF(Calculator!$C$3,OFFSET('SPD Library'!B313,0,Calculator!$C$3-1),Calculator!C314)","v":0.141931},{"$f":"RefCalc!B313","v":0.29905193194408014},{"$f":"RefCalc!F313","v":4.1630227970988347},null,0.141931,688,0.46670437239735368]
[null,null,null,null,null,null,null,null,null,null,null,null,null,null,null,null,null,null,null,null,null,null,null,null,null,null,null,null,null,null,null,null,null,null,null,null,null,null,null,null,null,null,null,null,null,null,null,null,null,null,null,null,null,null,null,null,null,null,null,null,null,null,null,null,null,null,null,null,null,null,null,null,null,null,null,null,null,null,null,null,null,null,null,null,null,null,null,null,null,null,null,null,null,null,null,null,null,null,null,null,null,null,null,null,null,null,null,null,null,null,null,null,null,null,null,null,null,null,null,null,null,null,null,null,null,null,null,null,null,null,null,null,null,null,null,null,null,null,null,null,null,689,{"$f":"IF(Calculator!$C$3,OFFSET('SPD Library'!B314,0,Calculator!$C$3-1),Calculator!C315)","v":0.13813300000000001},{"$f":"RefCalc!B314","v":0.29104945723789466},{"$f":"RefCalc!F314","v":4.204175509049203},null,0.13813300000000001,689,0.47131788318971113]
[null,null,null,null,null,null,null,null,null,null,null,null,null,null,null,null,null,null,null,null,null,null,null,null,null,null,null,null,null,null,null,null,null,null,null,null,null,null,null,null,null,null,null,null,null,null,null,null,null,null,null,null,null,null,null,null,null,null,null,null,null,null,null,null,null,null,null,null,null,null,null,null,null,null,null,null,null,null,null,null,null,null,null,null,null,null,null,null,null,null,null,null,null,null,null,null,null,null,null,null,null,null,null,null,null,null,null,null,null,null,null,null,null,null,null,null,null,null,null,null,null,null,null,null,null,null,null,null,null,null,null,null,null,null,null,null,null,null,null,null,null,690,{"$f":"IF(Calculator!$C$3,OFFSET('SPD Library'!B315,0,Calculator!$C$3-1),Calculator!C316)","v":0.13427700000000001},{"$f":"RefCalc!B315","v":0.28292477517705961},{"$f":"RefCalc!F315","v":4.2455693313367018},null,0.13427700000000001,690,0.4759584241603918]
[null,null,null,null,null,null,null,null,null,null,null,null,null,null,null,null,null,null,null,null,null,null,null,null,null,null,null,null,null,null,null,null,null,null,null,null,null,null,null,null,null,null,null,null,null,null,null,null,null,null,null,null,null,null,null,null,null,null,null,null,null,null,null,null,null,null,null,null,null,null,null,null,null,null,null,null,null,null,null,null,null,null,null,null,null,null,null,null,null,null,null,null,null,null,null,null,null,null,null,null,null,null,null,null,null,null,null,null,null,null,null,null,null,null,null,null,null,null,null,null,null,null,null,null,null,null,null,null,null,null,null,null,null,null,null,null,null,null,null,null,null,691,{"$f":"IF(Calculator!$C$3,OFFSET('SPD Library'!B316,0,Calculator!$C$3-1),Calculator!C317)","v":0.13034100000000001},{"$f":"RefCalc!B316","v":0.27463153124774259},{"$f":"RefCalc!F316","v":4.2872041828772991},null,0.13034100000000001,691,0.48062598621930075]
[null,null,null,null,null,null,null,null,null,null,null,null,null,null,null,null,null,null,null,null,null,null,null,null,null,null,null,null,null,null,null,null,null,null,null,null,null,null,null,null,null,null,null,null,null,null,null,null,null,null,null,null,null,null,null,null,null,null,null,null,null,null,null,null,null,null,null,null,null,null,null,null,null,null,null,null,null,null,null,null,null,null,null,null,null,null,null,null,null,null,null,null,null,null,null,null,null,null,null,null,null,null,null,null,null,null,null,null,null,null,null,null,null,null,null,null,null,null,null,null,null,null,null,null,null,null,null,null,null,null,null,null,null,null,null,null,null,null,null,null,null,692,{"$f":"IF(Calculator!$C$3,OFFSET('SPD Library'!B317,0,Calculator!$C$3-1),Calculator!C318)","v":0.12642600000000001},{"$f":"RefCalc!B317","v":0.26638253480890206},{"$f":"RefCalc!F317","v":4.3290799718692767},null,0.12642600000000001,692,0.48532055907481442]
[null,null,null,null,null,null,null,null,null,null,null,null,null,null,null,null,null,null,null,null,null,null,null,null,null,null,null,null,null,null,null,null,null,null,null,null,null,null,null,null,null,null,null,null,null,null,null,null,null,null,null,null,null,null,null,null,null,null,null,null,null,null,null,null,null,null,null,null,null,null,null,null,null,null,null,null,null,null,null,null,null,null,null,null,null,null,null,null,null,null,null,null,null,null,null,null,null,null,null,null,null,null,null,null,null,null,null,null,null,null,null,null,null,null,null,null,null,null,null,null,null,null,null,null,null,null,null,null,null,null,null,null,null,null,null,null,null,null,null,null,null,693,{"$f":"IF(Calculator!$C$3,OFFSET('SPD Library'!B318,0,Calculator!$C$3-1),Calculator!C319)","v":0.12256300000000001},{"$f":"RefCalc!B318","v":0.25824310358457486},{"$f":"RefCalc!F318","v":4.371196595819054},null,0.12256300000000001,693,0.49004213123667578]
[null,null,null,null,null,null,null,null,null,null,null,null,null,null,null,null,null,null,null,null,null,null,null,null,null,null,null,null,null,null,null,null,null,null,null,null,null,null,null,null,null,null,null,null,null,null,null,null,null,null,null,null,null,null,null,null,null,null,null,null,null,null,null,null,null,null,null,null,null,null,null,null,null,null,null,null,null,null,null,null,null,null,null,null,null,null,null,null,null,null,null,null,null,null,null,null,null,null,null,null,null,null,null,null,null,null,null,null,null,null,null,null,null,null,null,null,null,null,null,null,null,null,null,null,null,null,null,null,null,null,null,null,null,null,null,null,null,null,null,null,null,694,{"$f":"IF(Calculator!$C$3,OFFSET('SPD Library'!B319,0,Calculator!$C$3-1),Calculator!C320)","v":0.11878},{"$f":"RefCalc!B319","v":0.25027223422872974},{"$f":"RefCalc!F319","v":4.4135539415678897},null,0.11878,694,0.49479069001898768]
[null,null,null,null,null,null,null,null,null,null,null,null,null,null,null,null,null,null,null,null,null,null,null,null,null,null,null,null,null,null,null,null,null,null,null,null,null,null,null,null,null,null,null,null,null,null,null,null,null,null,null,null,null,null,null,null,null,null,null,null,null,null,null,null,null,null,null,null,null,null,null,null,null,null,null,null,null,null,null,null,null,null,null,null,null,null,null,null,null,null,null,null,null,null,null,null,null,null,null,null,null,null,null,null,null,null,null,null,null,null,null,null,null,null,null,null,null,null,null,null,null,null,null,null,null,null,null,null,null,null,null,null,null,null,null,null,null,null,null,null,null,695,{"$f":"IF(Calculator!$C$3,OFFSET('SPD Library'!B320,0,Calculator!$C$3-1),Calculator!C321)","v":0.115109},{"$f":"RefCalc!B320","v":0.24253735148875946},{"$f":"RefCalc!F320","v":4.4561518853194935},null,0.115109,695,0.49956622154330804]
[null,null,null,null,null,null,null,null,null,null,null,null,null,null,null,null,null,null,null,null,null,null,null,null,null,null,null,null,null,null,null,null,null,null,null,null,null,null,null,null,null,null,null,null,null,null,null,null,null,null,null,null,null,null,null,null,null,null,null,null,null,null,null,null,null,null,null,null,null,null,null,null,null,null,null,null,null,null,null,null,null,null,null,null,null,null,null,null,null,null,null,null,null,null,null,null,null,null,null,null,null,null,null,null,null,null,null,null,null,null,null,null,null,null,null,null,null,null,null,null,null,null,null,null,null,null,null,null,null,null,null,null,null,null,null,null,null,null,null,null,null,696,{"$f":"IF(Calculator!$C$3,OFFSET('SPD Library'!B321,0,Calculator!$C$3-1),Calculator!C322)","v":0.11151700000000001},{"$f":"RefCalc!B321","v":0.23496892359391527},{"$f":"RefCalc!F321","v":4.4989902926685001},null,0.11151700000000001,696,0.50436871074184264]
[null,null,null,null,null,null,null,null,null,null,null,null,null,null,null,null,null,null,null,null,null,null,null,null,null,null,null,null,null,null,null,null,null,null,null,null,null,null,null,null,null,null,null,null,null,null,null,null,null,null,null,null,null,null,null,null,null,null,null,null,null,null,null,null,null,null,null,null,null,null,null,null,null,null,null,null,null,null,null,null,null,null,null,null,null,null,null,null,null,null,null,null,null,null,null,null,null,null,null,null,null,null,null,null,null,null,null,null,null,null,null,null,null,null,null,null,null,null,null,null,null,null,null,null,null,null,null,null,null,null,null,null,null,null,null,null,null,null,null,null,null,697,{"$f":"IF(Calculator!$C$3,OFFSET('SPD Library'!B322,0,Calculator!$C$3-1),Calculator!C323)","v":0.10798099999999999},{"$f":"RefCalc!B322","v":0.22751848900700844},{"$f":"RefCalc!F322","v":4.5420690186297312},null,0.10798099999999999,697,0.50919814136072483]
[null,null,null,null,null,null,null,null,null,null,null,null,null,null,null,null,null,null,null,null,null,null,null,null,null,null,null,null,null,null,null,null,null,null,null,null,null,null,null,null,null,null,null,null,null,null,null,null,null,null,null,null,null,null,null,null,null,null,null,null,null,null,null,null,null,null,null,null,null,null,null,null,null,null,null,null,null,null,null,null,null,null,null,null,null,null,null,null,null,null,null,null,null,null,null,null,null,null,null,null,null,null,null,null,null,null,null,null,null,null,null,null,null,null,null,null,null,null,null,null,null,null,null,null,null,null,null,null,null,null,null,null,null,null,null,null,null,null,null,null,null,698,{"$f":"IF(Calculator!$C$3,OFFSET('SPD Library'!B323,0,Calculator!$C$3-1),Calculator!C324)","v":0.10453900000000001},{"$f":"RefCalc!B323","v":0.22026611461556808},{"$f":"RefCalc!F323","v":4.5853879076684008},null,0.10453900000000001,698,0.51405449596340258]
[null,null,null,null,null,null,null,null,null,null,null,null,null,null,null,null,null,null,null,null,null,null,null,null,null,null,null,null,null,null,null,null,null,null,null,null,null,null,null,null,null,null,null,null,null,null,null,null,null,null,null,null,null,null,null,null,null,null,null,null,null,null,null,null,null,null,null,null,null,null,null,null,null,null,null,null,null,null,null,null,null,null,null,null,null,null,null,null,null,null,null,null,null,null,null,null,null,null,null,null,null,null,null,null,null,null,null,null,null,null,null,null,null,null,null,null,null,null,null,null,null,null,null,null,null,null,null,null,null,null,null,null,null,null,null,null,null,null,null,null,null,699,{"$f":"IF(Calculator!$C$3,OFFSET('SPD Library'!B324,0,Calculator!$C$3-1),Calculator!C325)","v":0.101229},{"$f":"RefCalc!B324","v":0.21329186730712307},{"$f":"RefCalc!F324","v":4.6289467937310604},null,0.101229,699,0.51893775593410663]
[null,null,null,null,null,null,null,null,null,null,null,null,null,null,null,null,null,null,null,null,null,null,null,null,null,null,null,null,null,null,null,null,null,null,null,null,null,null,null,null,null,null,null,null,null,null,null,null,null,null,null,null,null,null,null,null,null,null,null,null,null,null,null,null,null,null,null,null,null,null,null,null,null,null,null,null,null,null,null,null,null,null,null,null,null,null,null,null,null,null,null,null,null,null,null,null,null,null,null,null,null,null,null,null,null,null,null,null,null,null,null,null,null,null,null,null,null,null,null,null,null,null,null,null,null,null,null,null,null,null,null,null,null,null,null,null,null,null,null,null,null,700,{"$f":"IF(Calculator!$C$3,OFFSET('SPD Library'!B325,0,Calculator!$C$3-1),Calculator!C326)","v":9.8087999999999995E-2},{"$f":"RefCalc!B325","v":0.20667370694584644},{"$f":"RefCalc!F325","v":4.6727455002774576},null,9.8087999999999995E-2,700,0.52384790148142324]
[null,null,null,null,null,null,null,null,null,null,null,null,null,null,null,null,null,null,null,null,null,null,null,null,null,null,null,null,null,null,null,null,null,null,null,null,null,null,null,null,null,null,null,null,null,null,null,null,null,null,null,null,null,null,null,null,null,null,null,null,null,null,null,null,null,null,null,null,null,null,null,null,null,null,null,null,null,null,null,null,null,null,null,null,null,null,null,null,null,null,null,null,null,null,null,null,null,null,null,null,null,null,null,null,null,null,null,null,null,null,null,null,null,null,null,null,null,null,null,null,null,null,null,null,null,null,null,null,null,null,null,null,null,null,null,null,null,null,null,null,null,701,{"$f":"IF(Calculator!$C$3,OFFSET('SPD Library'!B326,0,Calculator!$C$3-1),Calculator!C327)","v":9.5128000000000004E-2},{"$f":"RefCalc!B326","v":0.20043691781201045},{"$f":"RefCalc!F326","v":4.7167838403130995},null,{"$f":"EM326/MAX($EM$5:$EM$405)","v":9.5128000000000004E-2},{"$f":"EL326","v":701},{"$f":"EO326/MAX($EO$5:$EO$405)","v":0.52878491164194374}]
[null,null,null,null,null,null,null,null,null,null,null,null,null,null,null,null,null,null,null,null,null,null,null,null,null,null,null,null,null,null,null,null,null,null,null,null,null,null,null,null,null,null,null,null,null,null,null,null,null,null,null,null,null,null,null,null,null,null,null,null,null,null,null,null,null,null,null,null,null,null,null,null,null,null,null,null,null,null,null,null,null,null,null,null,null,null,null,null,null,null,null,null,null,null,null,null,null,null,null,null,null,null,null,null,null,null,null,null,null,null,null,null,null,null,null,null,null,null,null,null,null,null,null,null,null,null,null,null,null,null,null,null,null,null,null,null,null,null,null,null,null,702,{"$f":"IF(Calculator!$C$3,OFFSET('SPD Library'!B327,0,Calculator!$C$3-1),Calculator!C328)","v":9.2309000000000002E-2},{"$f":"RefCalc!B327","v":0.19449721897137406},{"$f":"RefCalc!F327","v":4.7610616164227499},null,9.2309000000000002E-2,702,0.53374876428402052]
[null,null,null,null,null,null,null,null,null,null,null,null,null,null,null,null,null,null,null,null,null,null,null,null,null,null,null,null,null,null,null,null,null,null,null,null,null,null,null,null,null,null,null,null,null,null,null,null,null,null,null,null,null,null,null,null,null,null,null,null,null,null,null,null,null,null,null,null,null,null,null,null,null,null,null,null,null,null,null,null,null,null,null,null,null,null,null,null,null,null,null,null,null,null,null,null,null,null,null,null,null,null,null,null,null,null,null,null,null,null,null,null,null,null,null,null,null,null,null,null,null,null,null,null,null,null,null,null,null,null,null,null,null,null,null,null,null,null,null,null,null,703,{"$f":"IF(Calculator!$C$3,OFFSET('SPD Library'!B328,0,Calculator!$C$3-1),Calculator!C329)","v":8.9594999999999994E-2},{"$f":"RefCalc!B328","v":0.18877875758312035},{"$f":"RefCalc!F328","v":4.8055786208046154},null,8.9594999999999994E-2,703,0.53873943611159913]
[null,null,null,null,null,null,null,null,null,null,null,null,null,null,null,null,null,null,null,null,null,null,null,null,null,null,null,null,null,null,null,null,null,null,null,null,null,null,null,null,null,null,null,null,null,null,null,null,null,null,null,null,null,null,null,null,null,null,null,null,null,null,null,null,null,null,null,null,null,null,null,null,null,null,null,null,null,null,null,null,null,null,null,null,null,null,null,null,null,null,null,null,null,null,null,null,null,null,null,null,null,null,null,null,null,null,null,null,null,null,null,null,null,null,null,null,null,null,null,null,null,null,null,null,null,null,null,null,null,null,null,null,null,null,null,null,null,null,null,null,null,704,{"$f":"IF(Calculator!$C$3,OFFSET('SPD Library'!B329,0,Calculator!$C$3-1),Calculator!C330)","v":8.695E-2},{"$f":"RefCalc!B329","v":0.18320568080643249},{"$f":"RefCalc!F329","v":4.8503346353053391},null,8.695E-2,704,0.54375690266814158]
[null,null,null,null,null,null,null,null,null,null,null,null,null,null,null,null,null,null,null,null,null,null,null,null,null,null,null,null,null,null,null,null,null,null,null,null,null,null,null,null,null,null,null,null,null,null,null,null,null,null,null,null,null,null,null,null,null,null,null,null,null,null,null,null,null,null,null,null,null,null,null,null,null,null,null,null,null,null,null,null,null,null,null,null,null,null,null,null,null,null,null,null,null,null,null,null,null,null,null,null,null,null,null,null,null,null,null,null,null,null,null,null,null,null,null,null,null,null,null,null,null,null,null,null,null,null,null,null,null,null,null,null,null,null,null,null,null,null,null,null,null,705,{"$f":"IF(Calculator!$C$3,OFFSET('SPD Library'!B330,0,Calculator!$C$3-1),Calculator!C331)","v":8.4339999999999998E-2},{"$f":"RefCalc!B330","v":0.17770634984720546},{"$f":"RefCalc!F330","v":4.8953294314557958},null,8.4339999999999998E-2,705,0.54880113834063893]
[null,null,null,null,null,null,null,null,null,null,null,null,null,null,null,null,null,null,null,null,null,null,null,null,null,null,null,null,null,null,null,null,null,null,null,null,null,null,null,null,null,null,null,null,null,null,null,null,null,null,null,null,null,null,null,null,null,null,null,null,null,null,null,null,null,null,null,null,null,null,null,null,null,null,null,null,null,null,null,null,null,null,null,null,null,null,null,null,null,null,null,null,null,null,null,null,null,null,null,null,null,null,null,null,null,null,null,null,null,null,null,null,null,null,null,null,null,null,null,null,null,null,null,null,null,null,null,null,null,null,null,null,null,null,null,null,null,null,null,null,null,706,{"$f":"IF(Calculator!$C$3,OFFSET('SPD Library'!B331,0,Calculator!$C$3-1),Calculator!C332)","v":8.1733E-2},{"$f":"RefCalc!B331","v":0.17221333995804652},{"$f":"RefCalc!F331","v":4.9405627705076478},null,8.1733E-2,706,0.55387211636370981]
[null,null,null,null,null,null,null,null,null,null,null,null,null,null,null,null,null,null,null,null,null,null,null,null,null,null,null,null,null,null,null,null,null,null,null,null,null,null,null,null,null,null,null,null,null,null,null,null,null,null,null,null,null,null,null,null,null,null,null,null,null,null,null,null,null,null,null,null,null,null,null,null,null,null,null,null,null,null,null,null,null,null,null,null,null,null,null,null,null,null,null,null,null,null,null,null,null,null,null,null,null,null,null,null,null,null,null,null,null,null,null,null,null,null,null,null,null,null,null,null,null,null,null,null,null,null,null,null,null,null,null,null,null,null,null,null,null,null,null,null,null,707,{"$f":"IF(Calculator!$C$3,OFFSET('SPD Library'!B332,0,Calculator!$C$3-1),Calculator!C333)","v":7.9152E-2},{"$f":"RefCalc!B332","v":0.16677511267614425},{"$f":"RefCalc!F332","v":4.9860344034706028},null,7.9152E-2,707,0.55896980882377711]
[null,null,null,null,null,null,null,null,null,null,null,null,null,null,null,null,null,null,null,null,null,null,null,null,null,null,null,null,null,null,null,null,null,null,null,null,null,null,null,null,null,null,null,null,null,null,null,null,null,null,null,null,null,null,null,null,null,null,null,null,null,null,null,null,null,null,null,null,null,null,null,null,null,null,null,null,null,null,null,null,null,null,null,null,null,null,null,null,null,null,null,null,null,null,null,null,null,null,null,null,null,null,null,null,null,null,null,null,null,null,null,null,null,null,null,null,null,null,null,null,null,null,null,null,null,null,null,null,null,null,null,null,null,null,null,null,null,null,null,null,null,708,{"$f":"IF(Calculator!$C$3,OFFSET('SPD Library'!B333,0,Calculator!$C$3-1),Calculator!C334)","v":7.6635999999999996E-2},{"$f":"RefCalc!B333","v":0.16147384191238365},{"$f":"RefCalc!F333","v":5.0317440711504471},null,7.6635999999999996E-2,708,0.56409418666333155]
[null,null,null,null,null,null,null,null,null,null,null,null,null,null,null,null,null,null,null,null,null,null,null,null,null,null,null,null,null,null,null,null,null,null,null,null,null,null,null,null,null,null,null,null,null,null,null,null,null,null,null,null,null,null,null,null,null,null,null,null,null,null,null,null,null,null,null,null,null,null,null,null,null,null,null,null,null,null,null,null,null,null,null,null,null,null,null,null,null,null,null,null,null,null,null,null,null,null,null,null,null,null,null,null,null,null,null,null,null,null,null,null,null,null,null,null,null,null,null,null,null,null,null,null,null,null,null,null,null,null,null,null,null,null,null,null,null,null,null,null,null,709,{"$f":"IF(Calculator!$C$3,OFFSET('SPD Library'!B334,0,Calculator!$C$3-1),Calculator!C335)","v":7.4227000000000001E-2},{"$f":"RefCalc!B334","v":0.15639802264771782},{"$f":"RefCalc!F334","v":5.0776915041878352},null,7.4227000000000001E-2,709,0.56924521968528075]
[null,null,null,null,null,null,null,null,null,null,null,null,null,null,null,null,null,null,null,null,null,null,null,null,null,null,null,null,null,null,null,null,null,null,null,null,null,null,null,null,null,null,null,null,null,null,null,null,null,null,null,null,null,null,null,null,null,null,null,null,null,null,null,null,null,null,null,null,null,null,null,null,null,null,null,null,null,null,null,null,null,null,null,null,null,null,null,null,null,null,null,null,null,null,null,null,null,null,null,null,null,null,null,null,null,null,null,null,null,null,null,null,null,null,null,null,null,null,null,null,null,null,null,null,null,null,null,null,null,null,null,null,null,null,null,null,null,null,null,null,null,710,{"$f":"IF(Calculator!$C$3,OFFSET('SPD Library'!B335,0,Calculator!$C$3-1),Calculator!C336)","v":7.1965000000000001E-2},{"$f":"RefCalc!B335","v":0.15163193581638773},{"$f":"RefCalc!F335","v":5.1238764230977818},null,7.1965000000000001E-2,710,0.57442287655737634]
[null,null,null,null,null,null,null,null,null,null,null,null,null,null,null,null,null,null,null,null,null,null,null,null,null,null,null,null,null,null,null,null,null,null,null,null,null,null,null,null,null,null,null,null,null,null,null,null,null,null,null,null,null,null,null,null,null,null,null,null,null,null,null,null,null,null,null,null,null,null,null,null,null,null,null,null,null,null,null,null,null,null,null,null,null,null,null,null,null,null,null,null,null,null,null,null,null,null,null,null,null,null,null,null,null,null,null,null,null,null,null,null,null,null,null,null,null,null,null,null,null,null,null,null,null,null,null,null,null,null,null,null,null,null,null,null,null,null,null,null,null,711,{"$f":"IF(Calculator!$C$3,OFFSET('SPD Library'!B336,0,Calculator!$C$3-1),Calculator!C337)","v":6.9872000000000004E-2},{"$f":"RefCalc!B336","v":0.14722193593222599},{"$f":"RefCalc!F336","v":5.1702985383097744},null,6.9872000000000004E-2,711,0.57962712481671064]
[null,null,null,null,null,null,null,null,null,null,null,null,null,null,null,null,null,null,null,null,null,null,null,null,null,null,null,null,null,null,null,null,null,null,null,null,null,null,null,null,null,null,null,null,null,null,null,null,null,null,null,null,null,null,null,null,null,null,null,null,null,null,null,null,null,null,null,null,null,null,null,null,null,null,null,null,null,null,null,null,null,null,null,null,null,null,null,null,null,null,null,null,null,null,null,null,null,null,null,null,null,null,null,null,null,null,null,null,null,null,null,null,null,null,null,null,null,null,null,null,null,null,null,null,null,null,null,null,null,null,null,null,null,null,null,null,null,null,null,null,null,712,{"$f":"IF(Calculator!$C$3,OFFSET('SPD Library'!B337,0,Calculator!$C$3-1),Calculator!C338)","v":6.7907999999999996E-2},{"$f":"RefCalc!B337","v":0.14308374206099156},{"$f":"RefCalc!F337","v":5.2169575502088001},null,6.7907999999999996E-2,712,0.58485793087431648]
[null,null,null,null,null,null,null,null,null,null,null,null,null,null,null,null,null,null,null,null,null,null,null,null,null,null,null,null,null,null,null,null,null,null,null,null,null,null,null,null,null,null,null,null,null,null,null,null,null,null,null,null,null,null,null,null,null,null,null,null,null,null,null,null,null,null,null,null,null,null,null,null,null,null,null,null,null,null,null,null,null,null,null,null,null,null,null,null,null,null,null,null,null,null,null,null,null,null,null,null,null,null,null,null,null,null,null,null,null,null,null,null,null,null,null,null,null,null,null,null,null,null,null,null,null,null,null,null,null,null,null,null,null,null,null,null,null,null,null,null,null,713,{"$f":"IF(Calculator!$C$3,OFFSET('SPD Library'!B338,0,Calculator!$C$3-1),Calculator!C339)","v":6.6019999999999995E-2},{"$f":"RefCalc!B338","v":0.13910568196481507},{"$f":"RefCalc!F338","v":5.2638531491767999},null,6.6019999999999995E-2,713,0.59011526001981396]
[null,null,null,null,null,null,null,null,null,null,null,null,null,null,null,null,null,null,null,null,null,null,null,null,null,null,null,null,null,null,null,null,null,null,null,null,null,null,null,null,null,null,null,null,null,null,null,null,null,null,null,null,null,null,null,null,null,null,null,null,null,null,null,null,null,null,null,null,null,null,null,null,null,null,null,null,null,null,null,null,null,null,null,null,null,null,null,null,null,null,null,null,null,null,null,null,null,null,null,null,null,null,null,null,null,null,null,null,null,null,null,null,null,null,null,null,null,null,null,null,null,null,null,null,null,null,null,null,null,null,null,null,null,null,null,null,null,null,null,null,null,714,{"$f":"IF(Calculator!$C$3,OFFSET('SPD Library'!B339,0,Calculator!$C$3-1),Calculator!C340)","v":6.4158999999999994E-2},{"$f":"RefCalc!B339","v":0.13518451149925129},{"$f":"RefCalc!F339","v":5.3109850156350378},null,6.4158999999999994E-2,714,0.59539907642616108]
[null,null,null,null,null,null,null,null,null,null,null,null,null,null,null,null,null,null,null,null,null,null,null,null,null,null,null,null,null,null,null,null,null,null,null,null,null,null,null,null,null,null,null,null,null,null,null,null,null,null,null,null,null,null,null,null,null,null,null,null,null,null,null,null,null,null,null,null,null,null,null,null,null,null,null,null,null,null,null,null,null,null,null,null,null,null,null,null,null,null,null,null,null,null,null,null,null,null,null,null,null,null,null,null,null,null,null,null,null,null,null,null,null,null,null,null,null,null,null,null,null,null,null,null,null,null,null,null,null,null,null,null,null,null,null,null,null,null,null,null,null,715,{"$f":"IF(Calculator!$C$3,OFFSET('SPD Library'!B340,0,Calculator!$C$3-1),Calculator!C341)","v":6.2272000000000001E-2},{"$f":"RefCalc!B340","v":0.13120855842643087},{"$f":"RefCalc!F340","v":5.358352820086937},null,6.2272000000000001E-2,715,0.60070934315445523]
[null,null,null,null,null,null,null,null,null,null,null,null,null,null,null,null,null,null,null,null,null,null,null,null,null,null,null,null,null,null,null,null,null,null,null,null,null,null,null,null,null,null,null,null,null,null,null,null,null,null,null,null,null,null,null,null,null,null,null,null,null,null,null,null,null,null,null,null,null,null,null,null,null,null,null,null,null,null,null,null,null,null,null,null,null,null,null,null,null,null,null,null,null,null,null,null,null,null,null,null,null,null,null,null,null,null,null,null,null,null,null,null,null,null,null,null,null,null,null,null,null,null,null,null,null,null,null,null,null,null,null,null,null,null,null,null,null,null,null,null,null,716,{"$f":"IF(Calculator!$C$3,OFFSET('SPD Library'!B341,0,Calculator!$C$3-1),Calculator!C342)","v":6.0338999999999997E-2},{"$f":"RefCalc!B341","v":0.12713568227923322},{"$f":"RefCalc!F341","v":5.4059562231617484},null,6.0338999999999997E-2,716,0.6060460221588293]
[null,null,null,null,null,null,null,null,null,null,null,null,null,null,null,null,null,null,null,null,null,null,null,null,null,null,null,null,null,null,null,null,null,null,null,null,null,null,null,null,null,null,null,null,null,null,null,null,null,null,null,null,null,null,null,null,null,null,null,null,null,null,null,null,null,null,null,null,null,null,null,null,null,null,null,null,null,null,null,null,null,null,null,null,null,null,null,null,null,null,null,null,null,null,null,null,null,null,null,null,null,null,null,null,null,null,null,null,null,null,null,null,null,null,null,null,null,null,null,null,null,null,null,null,null,null,null,null,null,null,null,null,null,null,null,null,null,null,null,null,null,717,{"$f":"IF(Calculator!$C$3,OFFSET('SPD Library'!B342,0,Calculator!$C$3-1),Calculator!C343)","v":5.8394000000000001E-2},{"$f":"RefCalc!B342","v":0.1230375218517633},{"$f":"RefCalc!F342","v":5.4537948756587822},null,5.8394000000000001E-2,717,0.61140907429141012]
[null,null,null,null,null,null,null,null,null,null,null,null,null,null,null,null,null,null,null,null,null,null,null,null,null,null,null,null,null,null,null,null,null,null,null,null,null,null,null,null,null,null,null,null,null,null,null,null,null,null,null,null,null,null,null,null,null,null,null,null,null,null,null,null,null,null,null,null,null,null,null,null,null,null,null,null,null,null,null,null,null,null,null,null,null,null,null,null,null,null,null,null,null,null,null,null,null,null,null,null,null,null,null,null,null,null,null,null,null,null,null,null,null,null,null,null,null,null,null,null,null,null,null,null,null,null,null,null,null,null,null,null,null,null,null,null,null,null,null,null,null,718,{"$f":"IF(Calculator!$C$3,OFFSET('SPD Library'!B343,0,Calculator!$C$3-1),Calculator!C344)","v":5.6467999999999997E-2},{"$f":"RefCalc!B343","v":0.11897939486805784},{"$f":"RefCalc!F343","v":5.5018684185922107},null,5.6467999999999997E-2,718,0.61679845930734101]
[null,null,null,null,null,null,null,null,null,null,null,null,null,null,null,null,null,null,null,null,null,null,null,null,null,null,null,null,null,null,null,null,null,null,null,null,null,null,null,null,null,null,null,null,null,null,null,null,null,null,null,null,null,null,null,null,null,null,null,null,null,null,null,null,null,null,null,null,null,null,null,null,null,null,null,null,null,null,null,null,null,null,null,null,null,null,null,null,null,null,null,null,null,null,null,null,null,null,null,null,null,null,null,null,null,null,null,null,null,null,null,null,null,null,null,null,null,null,null,null,null,null,null,null,null,null,null,null,null,null,null,null,null,null,null,null,null,null,null,null,null,719,{"$f":"IF(Calculator!$C$3,OFFSET('SPD Library'!B344,0,Calculator!$C$3-1),Calculator!C345)","v":5.4591000000000001E-2},{"$f":"RefCalc!B344","v":0.11502451202879764},{"$f":"RefCalc!F344","v":5.5501764832366884},null,5.4591000000000001E-2,719,0.62221413586989627]
[null,null,null,null,null,null,null,null,null,null,null,null,null,null,null,null,null,null,null,null,null,null,null,null,null,null,null,null,null,null,null,null,null,null,null,null,null,null,null,null,null,null,null,null,null,null,null,null,null,null,null,null,null,null,null,null,null,null,null,null,null,null,null,null,null,null,null,null,null,null,null,null,null,null,null,null,null,null,null,null,null,null,null,null,null,null,null,null,null,null,null,null,null,null,null,null,null,null,null,null,null,null,null,null,null,null,null,null,null,null,null,null,null,null,null,null,null,null,null,null,null,null,null,null,null,null,null,null,null,null,null,null,null,null,null,null,null,null,null,null,null,720,{"$f":"IF(Calculator!$C$3,OFFSET('SPD Library'!B345,0,Calculator!$C$3-1),Calculator!C346)","v":5.2795000000000002E-2},{"$f":"RefCalc!B345","v":0.11124029808137553},{"$f":"RefCalc!F345","v":5.5987186911733815},null,5.2795000000000002E-2,720,0.6276560615556418]
[null,null,null,null,null,null,null,null,null,null,null,null,null,null,null,null,null,null,null,null,null,null,null,null,null,null,null,null,null,null,null,null,null,null,null,null,null,null,null,null,null,null,null,null,null,null,null,null,null,null,null,null,null,null,null,null,null,null,null,null,null,null,null,null,null,null,null,null,null,null,null,null,null,null,null,null,null,null,null,null,null,null,null,null,null,null,null,null,null,null,null,null,null,null,null,null,null,null,null,null,null,null,null,null,null,null,null,null,null,null,null,null,null,null,null,null,null,null,null,null,null,null,null,null,null,null,null,null,null,null,null,null,null,null,null,null,null,null,null,null,null,721,{"$f":"IF(Calculator!$C$3,OFFSET('SPD Library'!B346,0,Calculator!$C$3-1),Calculator!C347)","v":5.1045E-2},{"$f":"RefCalc!B346","v":0.10755300720833059},{"$f":"RefCalc!F346","v":5.6474946543367484},null,5.1045E-2,721,0.63312419285967869]
[null,null,null,null,null,null,null,null,null,null,null,null,null,null,null,null,null,null,null,null,null,null,null,null,null,null,null,null,null,null,null,null,null,null,null,null,null,null,null,null,null,null,null,null,null,null,null,null,null,null,null,null,null,null,null,null,null,null,null,null,null,null,null,null,null,null,null,null,null,null,null,null,null,null,null,null,null,null,null,null,null,null,null,null,null,null,null,null,null,null,null,null,null,null,null,null,null,null,null,null,null,null,null,null,null,null,null,null,null,null,null,null,null,null,null,null,null,null,null,null,null,null,null,null,null,null,null,null,null,null,null,null,null,null,null,null,null,null,null,null,null,722,{"$f":"IF(Calculator!$C$3,OFFSET('SPD Library'!B347,0,Calculator!$C$3-1),Calculator!C348)","v":4.9317E-2},{"$f":"RefCalc!B347","v":0.10391207084911823},{"$f":"RefCalc!F347","v":5.6965039750618462},null,4.9317E-2,722,0.63861848520094755]
[null,null,null,null,null,null,null,null,null,null,null,null,null,null,null,null,null,null,null,null,null,null,null,null,null,null,null,null,null,null,null,null,null,null,null,null,null,null,null,null,null,null,null,null,null,null,null,null,null,null,null,null,null,null,null,null,null,null,null,null,null,null,null,null,null,null,null,null,null,null,null,null,null,null,null,null,null,null,null,null,null,null,null,null,null,null,null,null,null,null,null,null,null,null,null,null,null,null,null,null,null,null,null,null,null,null,null,null,null,null,null,null,null,null,null,null,null,null,null,null,null,null,null,null,null,null,null,null,null,null,null,null,null,null,null,null,null,null,null,null,null,723,{"$f":"IF(Calculator!$C$3,OFFSET('SPD Library'!B348,0,Calculator!$C$3-1),Calculator!C349)","v":4.7654000000000002E-2},{"$f":"RefCalc!B348","v":0.10040809100804754},{"$f":"RefCalc!F348","v":5.7457462461322679},null,4.7654000000000002E-2,723,0.64413889292760163]
[null,null,null,null,null,null,null,null,null,null,null,null,null,null,null,null,null,null,null,null,null,null,null,null,null,null,null,null,null,null,null,null,null,null,null,null,null,null,null,null,null,null,null,null,null,null,null,null,null,null,null,null,null,null,null,null,null,null,null,null,null,null,null,null,null,null,null,null,null,null,null,null,null,null,null,null,null,null,null,null,null,null,null,null,null,null,null,null,null,null,null,null,null,null,null,null,null,null,null,null,null,null,null,null,null,null,null,null,null,null,null,null,null,null,null,null,null,null,null,null,null,null,null,null,null,null,null,null,null,null,null,null,null,null,null,null,null,null,null,null,null,724,{"$f":"IF(Calculator!$C$3,OFFSET('SPD Library'!B349,0,Calculator!$C$3-1),Calculator!C350)","v":4.6101999999999997E-2},{"$f":"RefCalc!B349","v":9.7137990759495668E-2},{"$f":"RefCalc!F349","v":5.7952210508285997},null,4.6101999999999997E-2,724,0.64968536932244003]
[null,null,null,null,null,null,null,null,null,null,null,null,null,null,null,null,null,null,null,null,null,null,null,null,null,null,null,null,null,null,null,null,null,null,null,null,null,null,null,null,null,null,null,null,null,null,null,null,null,null,null,null,null,null,null,null,null,null,null,null,null,null,null,null,null,null,null,null,null,null,null,null,null,null,null,null,null,null,null,null,null,null,null,null,null,null,null,null,null,null,null,null,null,null,null,null,null,null,null,null,null,null,null,null,null,null,null,null,null,null,null,null,null,null,null,null,null,null,null,null,null,null,null,null,null,null,null,null,null,null,null,null,null,null,null,null,null,null,null,null,null,725,{"$f":"IF(Calculator!$C$3,OFFSET('SPD Library'!B350,0,Calculator!$C$3-1),Calculator!C351)","v":4.4704000000000001E-2},{"$f":"RefCalc!B350","v":9.4192372107771788E-2},{"$f":"RefCalc!F350","v":5.8449279629775228},null,4.4704000000000001E-2,725,0.65525786660841223]
[null,null,null,null,null,null,null,null,null,null,null,null,null,null,null,null,null,null,null,null,null,null,null,null,null,null,null,null,null,null,null,null,null,null,null,null,null,null,null,null,null,null,null,null,null,null,null,null,null,null,null,null,null,null,null,null,null,null,null,null,null,null,null,null,null,null,null,null,null,null,null,null,null,null,null,null,null,null,null,null,null,null,null,null,null,null,null,null,null,null,null,null,null,null,null,null,null,null,null,null,null,null,null,null,null,null,null,null,null,null,null,null,null,null,null,null,null,null,null,null,null,null,null,null,null,null,null,null,null,null,null,null,null,null,null,null,null,null,null,null,null,726,{"$f":"IF(Calculator!$C$3,OFFSET('SPD Library'!B351,0,Calculator!$C$3-1),Calculator!C352)","v":4.3484000000000002E-2},{"$f":"RefCalc!B351","v":9.1621803613420469E-2},{"$f":"RefCalc!F351","v":5.8948665470013966},null,4.3484000000000002E-2,726,0.66085633595417625]
[null,null,null,null,null,null,null,null,null,null,null,null,null,null,null,null,null,null,null,null,null,null,null,null,null,null,null,null,null,null,null,null,null,null,null,null,null,null,null,null,null,null,null,null,null,null,null,null,null,null,null,null,null,null,null,null,null,null,null,null,null,null,null,null,null,null,null,null,null,null,null,null,null,null,null,null,null,null,null,null,null,null,null,null,null,null,null,null,null,null,null,null,null,null,null,null,null,null,null,null,null,null,null,null,null,null,null,null,null,null,null,null,null,null,null,null,null,null,null,null,null,null,null,null,null,null,null,null,null,null,null,null,null,null,null,null,null,null,null,null,null,727,{"$f":"IF(Calculator!$C$3,OFFSET('SPD Library'!B352,0,Calculator!$C$3-1),Calculator!C353)","v":4.2391999999999999E-2},{"$f":"RefCalc!B352","v":8.9320934108640435E-2},{"$f":"RefCalc!F352","v":5.9450363579684451},null,4.2391999999999999E-2,727,0.66648072747972531]
[null,null,null,null,null,null,null,null,null,null,null,null,null,null,null,null,null,null,null,null,null,null,null,null,null,null,null,null,null,null,null,null,null,null,null,null,null,null,null,null,null,null,null,null,null,null,null,null,null,null,null,null,null,null,null,null,null,null,null,null,null,null,null,null,null,null,null,null,null,null,null,null,null,null,null,null,null,null,null,null,null,null,null,null,null,null,null,null,null,null,null,null,null,null,null,null,null,null,null,null,null,null,null,null,null,null,null,null,null,null,null,null,null,null,null,null,null,null,null,null,null,null,null,null,null,null,null,null,null,null,null,null,null,null,null,null,null,null,null,null,null,728,{"$f":"IF(Calculator!$C$3,OFFSET('SPD Library'!B353,0,Calculator!$C$3-1),Calculator!C354)","v":4.1362999999999997E-2},{"$f":"RefCalc!B353","v":8.7152807075290009E-2},{"$f":"RefCalc!F353","v":5.9954369416434012},null,4.1362999999999997E-2,728,0.67213099026206535]
[null,null,null,null,null,null,null,null,null,null,null,null,null,null,null,null,null,null,null,null,null,null,null,null,null,null,null,null,null,null,null,null,null,null,null,null,null,null,null,null,null,null,null,null,null,null,null,null,null,null,null,null,null,null,null,null,null,null,null,null,null,null,null,null,null,null,null,null,null,null,null,null,null,null,null,null,null,null,null,null,null,null,null,null,null,null,null,null,null,null,null,null,null,null,null,null,null,null,null,null,null,null,null,null,null,null,null,null,null,null,null,null,null,null,null,null,null,null,null,null,null,null,null,null,null,null,null,null,null,null,null,null,null,null,null,null,null,null,null,null,null,729,{"$f":"IF(Calculator!$C$3,OFFSET('SPD Library'!B354,0,Calculator!$C$3-1),Calculator!C355)","v":4.0330999999999999E-2},{"$f":"RefCalc!B354","v":8.4978358971871504E-2},{"$f":"RefCalc!F354","v":6.0460678345388059},null,4.0330999999999999E-2,729,0.67780707234096604]
[null,null,null,null,null,null,null,null,null,null,null,null,null,null,null,null,null,null,null,null,null,null,null,null,null,null,null,null,null,null,null,null,null,null,null,null,null,null,null,null,null,null,null,null,null,null,null,null,null,null,null,null,null,null,null,null,null,null,null,null,null,null,null,null,null,null,null,null,null,null,null,null,null,null,null,null,null,null,null,null,null,null,null,null,null,null,null,null,null,null,null,null,null,null,null,null,null,null,null,null,null,null,null,null,null,null,null,null,null,null,null,null,null,null,null,null,null,null,null,null,null,null,null,null,null,null,null,null,null,null,null,null,null,null,null,null,null,null,null,null,null,730,{"$f":"IF(Calculator!$C$3,OFFSET('SPD Library'!B355,0,Calculator!$C$3-1),Calculator!C356)","v":3.9230000000000001E-2},{"$f":"RefCalc!B355","v":8.2658526256887244E-2},{"$f":"RefCalc!F355","v":6.0969285639666904},null,3.9230000000000001E-2,730,0.68350892072475444]
[null,null,null,null,null,null,null,null,null,null,null,null,null,null,null,null,null,null,null,null,null,null,null,null,null,null,null,null,null,null,null,null,null,null,null,null,null,null,null,null,null,null,null,null,null,null,null,null,null,null,null,null,null,null,null,null,null,null,null,null,null,null,null,null,null,null,null,null,null,null,null,null,null,null,null,null,null,null,null,null,null,null,null,null,null,null,null,null,null,null,null,null,null,null,null,null,null,null,null,null,null,null,null,null,null,null,null,null,null,null,null,null,null,null,null,null,null,null,null,null,null,null,null,null,null,null,null,null,null,null,null,null,null,null,null,null,null,null,null,null,null,731,{"$f":"IF(Calculator!$C$3,OFFSET('SPD Library'!B356,0,Calculator!$C$3-1),Calculator!C357)","v":3.8017000000000002E-2},{"$f":"RefCalc!B356","v":8.0102706926028111E-2},{"$f":"RefCalc!F356","v":6.1480186480908721},null,3.8017000000000002E-2,731,0.68923648139617832]
[null,null,null,null,null,null,null,null,null,null,null,null,null,null,null,null,null,null,null,null,null,null,null,null,null,null,null,null,null,null,null,null,null,null,null,null,null,null,null,null,null,null,null,null,null,null,null,null,null,null,null,null,null,null,null,null,null,null,null,null,null,null,null,null,null,null,null,null,null,null,null,null,null,null,null,null,null,null,null,null,null,null,null,null,null,null,null,null,null,null,null,null,null,null,null,null,null,null,null,null,null,null,null,null,null,null,null,null,null,null,null,null,null,null,null,null,null,null,null,null,null,null,null,null,null,null,null,null,null,null,null,null,null,null,null,null,null,null,null,null,null,732,{"$f":"IF(Calculator!$C$3,OFFSET('SPD Library'!B357,0,Calculator!$C$3-1),Calculator!C358)","v":3.6734000000000003E-2},{"$f":"RefCalc!B357","v":7.7399395960247169E-2},{"$f":"RefCalc!F357","v":6.1993375959796424},null,3.6734000000000003E-2,732,0.69498969931831223]
[null,null,null,null,null,null,null,null,null,null,null,null,null,null,null,null,null,null,null,null,null,null,null,null,null,null,null,null,null,null,null,null,null,null,null,null,null,null,null,null,null,null,null,null,null,null,null,null,null,null,null,null,null,null,null,null,null,null,null,null,null,null,null,null,null,null,null,null,null,null,null,null,null,null,null,null,null,null,null,null,null,null,null,null,null,null,null,null,null,null,null,null,null,null,null,null,null,null,null,null,null,null,null,null,null,null,null,null,null,null,null,null,null,null,null,null,null,null,null,null,null,null,null,null,null,null,null,null,null,null,null,null,null,null,null,null,null,null,null,null,null,733,{"$f":"IF(Calculator!$C$3,OFFSET('SPD Library'!B358,0,Calculator!$C$3-1),Calculator!C359)","v":3.5444000000000003E-2},{"$f":"RefCalc!B358","v":7.4681335830974041E-2},{"$f":"RefCalc!F358","v":6.2508849076590138},null,3.5444000000000003E-2,733,0.70076851844052723]
[null,null,null,null,null,null,null,null,null,null,null,null,null,null,null,null,null,null,null,null,null,null,null,null,null,null,null,null,null,null,null,null,null,null,null,null,null,null,null,null,null,null,null,null,null,null,null,null,null,null,null,null,null,null,null,null,null,null,null,null,null,null,null,null,null,null,null,null,null,null,null,null,null,null,null,null,null,null,null,null,null,null,null,null,null,null,null,null,null,null,null,null,null,null,null,null,null,null,null,null,null,null,null,null,null,null,null,null,null,null,null,null,null,null,null,null,null,null,null,null,null,null,null,null,null,null,null,null,null,null,null,null,null,null,null,null,null,null,null,null,null,734,{"$f":"IF(Calculator!$C$3,OFFSET('SPD Library'!B359,0,Calculator!$C$3-1),Calculator!C360)","v":3.4211999999999999E-2},{"$f":"RefCalc!B359","v":7.2085483056350402E-2},{"$f":"RefCalc!F359","v":6.3026600741664938},null,3.4211999999999999E-2,734,0.70657288170451926]
[null,null,null,null,null,null,null,null,null,null,null,null,null,null,null,null,null,null,null,null,null,null,null,null,null,null,null,null,null,null,null,null,null,null,null,null,null,null,null,null,null,null,null,null,null,null,null,null,null,null,null,null,null,null,null,null,null,null,null,null,null,null,null,null,null,null,null,null,null,null,null,null,null,null,null,null,null,null,null,null,null,null,null,null,null,null,null,null,null,null,null,null,null,null,null,null,null,null,null,null,null,null,null,null,null,null,null,null,null,null,null,null,null,null,null,null,null,null,null,null,null,null,null,null,null,null,null,null,null,null,null,null,null,null,null,null,null,null,null,null,null,735,{"$f":"IF(Calculator!$C$3,OFFSET('SPD Library'!B360,0,Calculator!$C$3-1),Calculator!C361)","v":3.3101999999999999E-2},{"$f":"RefCalc!B360","v":6.9746687131161916E-2},{"$f":"RefCalc!F360","v":6.354662577605132},null,3.3101999999999999E-2,735,0.71240273105036822]
[null,null,null,null,null,null,null,null,null,null,null,null,null,null,null,null,null,null,null,null,null,null,null,null,null,null,null,null,null,null,null,null,null,null,null,null,null,null,null,null,null,null,null,null,null,null,null,null,null,null,null,null,null,null,null,null,null,null,null,null,null,null,null,null,null,null,null,null,null,null,null,null,null,null,null,null,null,null,null,null,null,null,null,null,null,null,null,null,null,null,null,null,null,null,null,null,null,null,null,null,null,null,null,null,null,null,null,null,null,null,null,null,null,null,null,null,null,null,null,null,null,null,null,null,null,null,null,null,null,null,null,null,null,null,null,null,null,null,null,null,null,736,{"$f":"IF(Calculator!$C$3,OFFSET('SPD Library'!B361,0,Calculator!$C$3-1),Calculator!C362)","v":3.2113999999999997E-2},{"$f":"RefCalc!B361","v":6.7664948055408528E-2},{"$f":"RefCalc!F361","v":6.4068918911982573},null,3.2113999999999997E-2,736,0.71825800742267421]
[null,null,null,null,null,null,null,null,null,null,null,null,null,null,null,null,null,null,null,null,null,null,null,null,null,null,null,null,null,null,null,null,null,null,null,null,null,null,null,null,null,null,null,null,null,null,null,null,null,null,null,null,null,null,null,null,null,null,null,null,null,null,null,null,null,null,null,null,null,null,null,null,null,null,null,null,null,null,null,null,null,null,null,null,null,null,null,null,null,null,null,null,null,null,null,null,null,null,null,null,null,null,null,null,null,null,null,null,null,null,null,null,null,null,null,null,null,null,null,null,null,null,null,null,null,null,null,null,null,null,null,null,null,null,null,null,null,null,null,null,null,737,{"$f":"IF(Calculator!$C$3,OFFSET('SPD Library'!B362,0,Calculator!$C$3-1),Calculator!C363)","v":3.1196000000000002E-2},{"$f":"RefCalc!B362","v":6.5730700614576976E-2},{"$f":"RefCalc!F362","v":6.4593474793444949},null,3.1196000000000002E-2,737,0.72413865077672568]
[null,null,null,null,null,null,null,null,null,null,null,null,null,null,null,null,null,null,null,null,null,null,null,null,null,null,null,null,null,null,null,null,null,null,null,null,null,null,null,null,null,null,null,null,null,null,null,null,null,null,null,null,null,null,null,null,null,null,null,null,null,null,null,null,null,null,null,null,null,null,null,null,null,null,null,null,null,null,null,null,null,null,null,null,null,null,null,null,null,null,null,null,null,null,null,null,null,null,null,null,null,null,null,null,null,null,null,null,null,null,null,null,null,null,null,null,null,null,null,null,null,null,null,null,null,null,null,null,null,null,null,null,null,null,null,null,null,null,null,null,null,738,{"$f":"IF(Calculator!$C$3,OFFSET('SPD Library'!B363,0,Calculator!$C$3-1),Calculator!C364)","v":3.0329999999999999E-2},{"$f":"RefCalc!B363","v":6.3906018388258726E-2},{"$f":"RefCalc!F363","v":6.512028797673322},null,3.0329999999999999E-2,738,0.73004460008472716]
[null,null,null,null,null,null,null,null,null,null,null,null,null,null,null,null,null,null,null,null,null,null,null,null,null,null,null,null,null,null,null,null,null,null,null,null,null,null,null,null,null,null,null,null,null,null,null,null,null,null,null,null,null,null,null,null,null,null,null,null,null,null,null,null,null,null,null,null,null,null,null,null,null,null,null,null,null,null,null,null,null,null,null,null,null,null,null,null,null,null,null,null,null,null,null,null,null,null,null,null,null,null,null,null,null,null,null,null,null,null,null,null,null,null,null,null,null,null,null,null,null,null,null,null,null,null,null,null,null,null,null,null,null,null,null,null,null,null,null,null,null,739,{"$f":"IF(Calculator!$C$3,OFFSET('SPD Library'!B364,0,Calculator!$C$3-1),Calculator!C365)","v":2.9496000000000001E-2},{"$f":"RefCalc!B364","v":6.2148760909333328E-2},{"$f":"RefCalc!F364","v":6.5649352931009544},null,2.9496000000000001E-2,739,0.73597579334206509]
[null,null,null,null,null,null,null,null,null,null,null,null,null,null,null,null,null,null,null,null,null,null,null,null,null,null,null,null,null,null,null,null,null,null,null,null,null,null,null,null,null,null,null,null,null,null,null,null,null,null,null,null,null,null,null,null,null,null,null,null,null,null,null,null,null,null,null,null,null,null,null,null,null,null,null,null,null,null,null,null,null,null,null,null,null,null,null,null,null,null,null,null,null,null,null,null,null,null,null,null,null,null,null,null,null,null,null,null,null,null,null,null,null,null,null,null,null,null,null,null,null,null,null,null,null,null,null,null,null,null,null,null,null,null,null,null,null,null,null,null,null,740,{"$f":"IF(Calculator!$C$3,OFFSET('SPD Library'!B365,0,Calculator!$C$3-1),Calculator!C366)","v":2.8677000000000001E-2},{"$f":"RefCalc!B365","v":6.0423108780748296E-2},{"$f":"RefCalc!F365","v":6.6180664038867727},null,2.8677000000000001E-2,740,0.74193216757363312]
[null,null,null,null,null,null,null,null,null,null,null,null,null,null,null,null,null,null,null,null,null,null,null,null,null,null,null,null,null,null,null,null,null,null,null,null,null,null,null,null,null,null,null,null,null,null,null,null,null,null,null,null,null,null,null,null,null,null,null,null,null,null,null,null,null,null,null,null,null,null,null,null,null,null,null,null,null,null,null,null,null,null,null,null,null,null,null,null,null,null,null,null,null,null,null,null,null,null,null,null,null,null,null,null,null,null,null,null,null,null,null,null,null,null,null,null,null,null,null,null,null,null,null,null,null,null,null,null,null,null,null,null,null,null,null,null,null,null,null,null,null,741,{"$f":"IF(Calculator!$C$3,OFFSET('SPD Library'!B366,0,Calculator!$C$3-1),Calculator!C367)","v":2.7885E-2},{"$f":"RefCalc!B366","v":5.8754346282775954E-2},{"$f":"RefCalc!F366","v":6.671421559690045},null,2.7885E-2,741,0.74791365884019123]
[null,null,null,null,null,null,null,null,null,null,null,null,null,null,null,null,null,null,null,null,null,null,null,null,null,null,null,null,null,null,null,null,null,null,null,null,null,null,null,null,null,null,null,null,null,null,null,null,null,null,null,null,null,null,null,null,null,null,null,null,null,null,null,null,null,null,null,null,null,null,null,null,null,null,null,null,null,null,null,null,null,null,null,null,null,null,null,null,null,null,null,null,null,null,null,null,null,null,null,null,null,null,null,null,null,null,null,null,null,null,null,null,null,null,null,null,null,null,null,null,null,null,null,null,null,null,null,null,null,null,null,null,null,null,null,null,null,null,null,null,null,742,{"$f":"IF(Calculator!$C$3,OFFSET('SPD Library'!B367,0,Calculator!$C$3-1),Calculator!C368)","v":2.7127999999999999E-2},{"$f":"RefCalc!B367","v":5.7159329602264525E-2},{"$f":"RefCalc!F367","v":6.7250001816270899},null,2.7127999999999999E-2,742,0.75392020224477452]
[null,null,null,null,null,null,null,null,null,null,null,null,null,null,null,null,null,null,null,null,null,null,null,null,null,null,null,null,null,null,null,null,null,null,null,null,null,null,null,null,null,null,null,null,null,null,null,null,null,null,null,null,null,null,null,null,null,null,null,null,null,null,null,null,null,null,null,null,null,null,null,null,null,null,null,null,null,null,null,null,null,null,null,null,null,null,null,null,null,null,null,null,null,null,null,null,null,null,null,null,null,null,null,null,null,null,null,null,null,null,null,null,null,null,null,null,null,null,null,null,null,null,null,null,null,null,null,null,null,null,null,null,null,null,null,null,null,null,null,null,null,743,{"$f":"IF(Calculator!$C$3,OFFSET('SPD Library'!B368,0,Calculator!$C$3-1),Calculator!C369)","v":2.6388000000000002E-2},{"$f":"RefCalc!B368","v":5.5600132318805527E-2},{"$f":"RefCalc!F368","v":6.7788016823288668},null,2.6388000000000002E-2,743,0.75995173193914878]
[null,null,null,null,null,null,null,null,null,null,null,null,null,null,null,null,null,null,null,null,null,null,null,null,null,null,null,null,null,null,null,null,null,null,null,null,null,null,null,null,null,null,null,null,null,null,null,null,null,null,null,null,null,null,null,null,null,null,null,null,null,null,null,null,null,null,null,null,null,null,null,null,null,null,null,null,null,null,null,null,null,null,null,null,null,null,null,null,null,null,null,null,null,null,null,null,null,null,null,null,null,null,null,null,null,null,null,null,null,null,null,null,null,null,null,null,null,null,null,null,null,null,null,null,null,null,null,null,null,null,null,null,null,null,null,null,null,null,null,null,null,744,{"$f":"IF(Calculator!$C$3,OFFSET('SPD Library'!B369,0,Calculator!$C$3-1),Calculator!C370)","v":2.5645999999999999E-2},{"$f":"RefCalc!B369","v":5.4036720988634469E-2},{"$f":"RefCalc!F369","v":6.8328254659989112},null,2.5645999999999999E-2,744,0.766008181130306]
[null,null,null,null,null,null,null,null,null,null,null,null,null,null,null,null,null,null,null,null,null,null,null,null,null,null,null,null,null,null,null,null,null,null,null,null,null,null,null,null,null,null,null,null,null,null,null,null,null,null,null,null,null,null,null,null,null,null,null,null,null,null,null,null,null,null,null,null,null,null,null,null,null,null,null,null,null,null,null,null,null,null,null,null,null,null,null,null,null,null,null,null,null,null,null,null,null,null,null,null,null,null,null,null,null,null,null,null,null,null,null,null,null,null,null,null,null,null,null,null,null,null,null,null,null,null,null,null,null,null,null,null,null,null,null,null,null,null,null,null,null,745,{"$f":"IF(Calculator!$C$3,OFFSET('SPD Library'!B370,0,Calculator!$C$3-1),Calculator!C371)","v":2.4882999999999999E-2},{"$f":"RefCalc!B370","v":5.242906216798688E-2},{"$f":"RefCalc!F370","v":6.8870709284715836},null,2.4882999999999999E-2,745,0.77208948208699446]
[null,null,null,null,null,null,null,null,null,null,null,null,null,null,null,null,null,null,null,null,null,null,null,null,null,null,null,null,null,null,null,null,null,null,null,null,null,null,null,null,null,null,null,null,null,null,null,null,null,null,null,null,null,null,null,null,null,null,null,null,null,null,null,null,null,null,null,null,null,null,null,null,null,null,null,null,null,null,null,null,null,null,null,null,null,null,null,null,null,null,null,null,null,null,null,null,null,null,null,null,null,null,null,null,null,null,null,null,null,null,null,null,null,null,null,null,null,null,null,null,null,null,null,null,null,null,null,null,null,null,null,null,null,null,null,null,null,null,null,null,null,746,{"$f":"IF(Calculator!$C$3,OFFSET('SPD Library'!B371,0,Calculator!$C$3-1),Calculator!C372)","v":2.4053000000000001E-2},{"$f":"RefCalc!B371","v":5.0680232782485568E-2},{"$f":"RefCalc!F371","v":6.9415374572708206},null,2.4053000000000001E-2,746,0.7781955661463047]
[null,null,null,null,null,null,null,null,null,null,null,null,null,null,null,null,null,null,null,null,null,null,null,null,null,null,null,null,null,null,null,null,null,null,null,null,null,null,null,null,null,null,null,null,null,null,null,null,null,null,null,null,null,null,null,null,null,null,null,null,null,null,null,null,null,null,null,null,null,null,null,null,null,null,null,null,null,null,null,null,null,null,null,null,null,null,null,null,null,null,null,null,null,null,null,null,null,null,null,null,null,null,null,null,null,null,null,null,null,null,null,null,null,null,null,null,null,null,null,null,null,null,null,null,null,null,null,null,null,null,null,null,null,null,null,null,null,null,null,null,null,747,{"$f":"IF(Calculator!$C$3,OFFSET('SPD Library'!B372,0,Calculator!$C$3-1),Calculator!C373)","v":2.3168000000000001E-2},{"$f":"RefCalc!B372","v":4.8815517112402854E-2},{"$f":"RefCalc!F372","v":6.9962244316691029},null,2.3168000000000001E-2,747,0.78432636372028075]
[null,null,null,null,null,null,null,null,null,null,null,null,null,null,null,null,null,null,null,null,null,null,null,null,null,null,null,null,null,null,null,null,null,null,null,null,null,null,null,null,null,null,null,null,null,null,null,null,null,null,null,null,null,null,null,null,null,null,null,null,null,null,null,null,null,null,null,null,null,null,null,null,null,null,null,null,null,null,null,null,null,null,null,null,null,null,null,null,null,null,null,null,null,null,null,null,null,null,null,null,null,null,null,null,null,null,null,null,null,null,null,null,null,null,null,null,null,null,null,null,null,null,null,null,null,null,null,null,null,null,null,null,null,null,null,null,null,null,null,null,null,748,{"$f":"IF(Calculator!$C$3,OFFSET('SPD Library'!B373,0,Calculator!$C$3-1),Calculator!C374)","v":2.2297000000000001E-2},{"$f":"RefCalc!B373","v":4.6980299769304484E-2},{"$f":"RefCalc!F373","v":7.0511312227468412},null,2.2297000000000001E-2,748,0.79048180430257742]
[null,null,null,null,null,null,null,null,null,null,null,null,null,null,null,null,null,null,null,null,null,null,null,null,null,null,null,null,null,null,null,null,null,null,null,null,null,null,null,null,null,null,null,null,null,null,null,null,null,null,null,null,null,null,null,null,null,null,null,null,null,null,null,null,null,null,null,null,null,null,null,null,null,null,null,null,null,null,null,null,null,null,null,null,null,null,null,null,null,null,null,null,null,null,null,null,null,null,null,null,null,null,null,null,null,null,null,null,null,null,null,null,null,null,null,null,null,null,null,null,null,null,null,null,null,null,null,null,null,null,null,null,null,null,null,null,null,null,null,null,null,749,{"$f":"IF(Calculator!$C$3,OFFSET('SPD Library'!B374,0,Calculator!$C$3-1),Calculator!C375)","v":2.1509E-2},{"$f":"RefCalc!B374","v":4.531996536475625E-2},{"$f":"RefCalc!F374","v":7.1062571934520484},null,2.1509E-2,749,0.79666181647515011]
[null,null,null,null,null,null,null,null,null,null,null,null,null,null,null,null,null,null,null,null,null,null,null,null,null,null,null,null,null,null,null,null,null,null,null,null,null,null,null,null,null,null,null,null,null,null,null,null,null,null,null,null,null,null,null,null,null,null,null,null,null,null,null,null,null,null,null,null,null,null,null,null,null,null,null,null,null,null,null,null,null,null,null,null,null,null,null,null,null,null,null,null,null,null,null,null,null,null,null,null,null,null,null,null,null,null,null,null,null,null,null,null,null,null,null,null,null,null,null,null,null,null,null,null,null,null,null,null,null,null,null,null,null,null,null,null,null,null,null,null,null,750,{"$f":"IF(Calculator!$C$3,OFFSET('SPD Library'!B375,0,Calculator!$C$3-1),Calculator!C376)","v":2.0872999999999999E-2},{"$f":"RefCalc!B375","v":4.3979898510323918E-2},{"$f":"RefCalc!F375","v":7.1616016986603857},null,2.0872999999999999E-2,750,0.80286632791498647]
[null,null,null,null,null,null,null,null,null,null,null,null,null,null,null,null,null,null,null,null,null,null,null,null,null,null,null,null,null,null,null,null,null,null,null,null,null,null,null,null,null,null,null,null,null,null,null,null,null,null,null,null,null,null,null,null,null,null,null,null,null,null,null,null,null,null,null,null,null,null,null,null,null,null,null,null,null,null,null,null,null,null,null,null,null,null,null,null,null,null,null,null,null,null,null,null,null,null,null,null,null,null,null,null,null,null,null,null,null,null,null,null,null,null,null,null,null,null,null,null,null,null,null,null,null,null,null,null,null,null,null,null,null,null,null,null,null,null,null,null,null,751,{"$f":"IF(Calculator!$C$3,OFFSET('SPD Library'!B376,0,Calculator!$C$3-1),Calculator!C377)","v":2.0386999999999999E-2},{"$f":"RefCalc!B376","v":4.2955885159295444E-2},{"$f":"RefCalc!F376","v":7.2171640852355026},null,2.0386999999999999E-2,751,0.80909526540087062]
[null,null,null,null,null,null,null,null,null,null,null,null,null,null,null,null,null,null,null,null,null,null,null,null,null,null,null,null,null,null,null,null,null,null,null,null,null,null,null,null,null,null,null,null,null,null,null,null,null,null,null,null,null,null,null,null,null,null,null,null,null,null,null,null,null,null,null,null,null,null,null,null,null,null,null,null,null,null,null,null,null,null,null,null,null,null,null,null,null,null,null,null,null,null,null,null,null,null,null,null,null,null,null,null,null,null,null,null,null,null,null,null,null,null,null,null,null,null,null,null,null,null,null,null,null,null,null,null,null,null,null,null,null,null,null,null,null,null,null,null,null,752,{"$f":"IF(Calculator!$C$3,OFFSET('SPD Library'!B377,0,Calculator!$C$3-1),Calculator!C378)","v":1.9979E-2},{"$f":"RefCalc!B377","v":4.2096219630036964E-2},{"$f":"RefCalc!F377","v":7.2729436920896511},null,1.9979E-2,752,0.81534855482017865]
[null,null,null,null,null,null,null,null,null,null,null,null,null,null,null,null,null,null,null,null,null,null,null,null,null,null,null,null,null,null,null,null,null,null,null,null,null,null,null,null,null,null,null,null,null,null,null,null,null,null,null,null,null,null,null,null,null,null,null,null,null,null,null,null,null,null,null,null,null,null,null,null,null,null,null,null,null,null,null,null,null,null,null,null,null,null,null,null,null,null,null,null,null,null,null,null,null,null,null,null,null,null,null,null,null,null,null,null,null,null,null,null,null,null,null,null,null,null,null,null,null,null,null,null,null,null,null,null,null,null,null,null,null,null,null,null,null,null,null,null,null,753,{"$f":"IF(Calculator!$C$3,OFFSET('SPD Library'!B378,0,Calculator!$C$3-1),Calculator!C379)","v":1.9612000000000001E-2},{"$f":"RefCalc!B378","v":4.1322942058375549E-2},{"$f":"RefCalc!F378","v":7.3289398502446756},null,1.9612000000000001E-2,753,0.82162612117571632]
[null,null,null,null,null,null,null,null,null,null,null,null,null,null,null,null,null,null,null,null,null,null,null,null,null,null,null,null,null,null,null,null,null,null,null,null,null,null,null,null,null,null,null,null,null,null,null,null,null,null,null,null,null,null,null,null,null,null,null,null,null,null,null,null,null,null,null,null,null,null,null,null,null,null,null,null,null,null,null,null,null,null,null,null,null,null,null,null,null,null,null,null,null,null,null,null,null,null,null,null,null,null,null,null,null,null,null,null,null,null,null,null,null,null,null,null,null,null,null,null,null,null,null,null,null,null,null,null,null,null,null,null,null,null,null,null,null,null,null,null,null,754,{"$f":"IF(Calculator!$C$3,OFFSET('SPD Library'!B379,0,Calculator!$C$3-1),Calculator!C380)","v":1.9248000000000001E-2},{"$f":"RefCalc!B379","v":4.0555985556782199E-2},{"$f":"RefCalc!F379","v":7.3851518828931724},null,1.9248000000000001E-2,754,0.82792788859257471]
[null,null,null,null,null,null,null,null,null,null,null,null,null,null,null,null,null,null,null,null,null,null,null,null,null,null,null,null,null,null,null,null,null,null,null,null,null,null,null,null,null,null,null,null,null,null,null,null,null,null,null,null,null,null,null,null,null,null,null,null,null,null,null,null,null,null,null,null,null,null,null,null,null,null,null,null,null,null,null,null,null,null,null,null,null,null,null,null,null,null,null,null,null,null,null,null,null,null,null,null,null,null,null,null,null,null,null,null,null,null,null,null,null,null,null,null,null,null,null,null,null,null,null,null,null,null,null,null,null,null,null,null,null,null,null,null,null,null,null,null,null,755,{"$f":"IF(Calculator!$C$3,OFFSET('SPD Library'!B380,0,Calculator!$C$3-1),Calculator!C381)","v":1.8849999999999999E-2},{"$f":"RefCalc!B380","v":3.9717390261083979E-2},{"$f":"RefCalc!F380","v":7.4415791054600557},null,1.8849999999999999E-2,755,0.83425378032503306]
[null,null,null,null,null,null,null,null,null,null,null,null,null,null,null,null,null,null,null,null,null,null,null,null,null,null,null,null,null,null,null,null,null,null,null,null,null,null,null,null,null,null,null,null,null,null,null,null,null,null,null,null,null,null,null,null,null,null,null,null,null,null,null,null,null,null,null,null,null,null,null,null,null,null,null,null,null,null,null,null,null,null,null,null,null,null,null,null,null,null,null,null,null,null,null,null,null,null,null,null,null,null,null,null,null,null,null,null,null,null,null,null,null,null,null,null,null,null,null,null,null,null,null,null,null,null,null,null,null,null,null,null,null,null,null,null,null,null,null,null,null,756,{"$f":"IF(Calculator!$C$3,OFFSET('SPD Library'!B381,0,Calculator!$C$3-1),Calculator!C382)","v":1.8397E-2},{"$f":"RefCalc!B381","v":3.8762908680804349E-2},{"$f":"RefCalc!F381","v":7.4982208256643164},null,1.8397E-2,756,0.84060371876348172]
[null,null,null,null,null,null,null,null,null,null,null,null,null,null,null,null,null,null,null,null,null,null,null,null,null,null,null,null,null,null,null,null,null,null,null,null,null,null,null,null,null,null,null,null,null,null,null,null,null,null,null,null,null,null,null,null,null,null,null,null,null,null,null,null,null,null,null,null,null,null,null,null,null,null,null,null,null,null,null,null,null,null,null,null,null,null,null,null,null,null,null,null,null,null,null,null,null,null,null,null,null,null,null,null,null,null,null,null,null,null,null,null,null,null,null,null,null,null,null,null,null,null,null,null,null,null,null,null,null,null,null,null,null,null,null,null,null,null,null,null,null,757,{"$f":"IF(Calculator!$C$3,OFFSET('SPD Library'!B382,0,Calculator!$C$3-1),Calculator!C383)","v":1.7912999999999998E-2},{"$f":"RefCalc!B382","v":3.7743109376487914E-2},{"$f":"RefCalc!F382","v":7.5550763435810593},null,1.7912999999999998E-2,757,0.84697762544137734]
[null,null,null,null,null,null,null,null,null,null,null,null,null,null,null,null,null,null,null,null,null,null,null,null,null,null,null,null,null,null,null,null,null,null,null,null,null,null,null,null,null,null,null,null,null,null,null,null,null,null,null,null,null,null,null,null,null,null,null,null,null,null,null,null,null,null,null,null,null,null,null,null,null,null,null,null,null,null,null,null,null,null,null,null,null,null,null,null,null,null,null,null,null,null,null,null,null,null,null,null,null,null,null,null,null,null,null,null,null,null,null,null,null,null,null,null,null,null,null,null,null,null,null,null,null,null,null,null,null,null,null,null,null,null,null,null,null,null,null,null,null,758,{"$f":"IF(Calculator!$C$3,OFFSET('SPD Library'!B383,0,Calculator!$C$3-1),Calculator!C384)","v":1.7427999999999999E-2},{"$f":"RefCalc!B383","v":3.6721203048815466E-2},{"$f":"RefCalc!F383","v":7.6121449517038418},null,1.7427999999999999E-2,758,0.8533754210422313]
[null,null,null,null,null,null,null,null,null,null,null,null,null,null,null,null,null,null,null,null,null,null,null,null,null,null,null,null,null,null,null,null,null,null,null,null,null,null,null,null,null,null,null,null,null,null,null,null,null,null,null,null,null,null,null,null,null,null,null,null,null,null,null,null,null,null,null,null,null,null,null,null,null,null,null,null,null,null,null,null,null,null,null,null,null,null,null,null,null,null,null,null,null,null,null,null,null,null,null,null,null,null,null,null,null,null,null,null,null,null,null,null,null,null,null,null,null,null,null,null,null,null,null,null,null,null,null,null,null,null,null,null,null,null,null,null,null,null,null,null,null,759,{"$f":"IF(Calculator!$C$3,OFFSET('SPD Library'!B384,0,Calculator!$C$3-1),Calculator!C385)","v":1.6974E-2},{"$f":"RefCalc!B384","v":3.576461444517981E-2},{"$f":"RefCalc!F384","v":7.6694259350071059},null,1.6974E-2,759,0.85979702540660885]
[null,null,null,null,null,null,null,null,null,null,null,null,null,null,null,null,null,null,null,null,null,null,null,null,null,null,null,null,null,null,null,null,null,null,null,null,null,null,null,null,null,null,null,null,null,null,null,null,null,null,null,null,null,null,null,null,null,null,null,null,null,null,null,null,null,null,null,null,null,null,null,null,null,null,null,null,null,null,null,null,null,null,null,null,null,null,null,null,null,null,null,null,null,null,null,null,null,null,null,null,null,null,null,null,null,null,null,null,null,null,null,null,null,null,null,null,null,null,null,null,null,null,null,null,null,null,null,null,null,null,null,null,null,null,null,null,null,null,null,null,null,760,{"$f":"IF(Calculator!$C$3,OFFSET('SPD Library'!B385,0,Calculator!$C$3-1),Calculator!C386)","v":1.6579E-2},{"$f":"RefCalc!B385","v":3.4932340219549669E-2},{"$f":"RefCalc!F385","v":7.7269185710090742},null,1.6579E-2,760,0.86624235753918022]
[null,null,null,null,null,null,null,null,null,null,null,null,null,null,null,null,null,null,null,null,null,null,null,null,null,null,null,null,null,null,null,null,null,null,null,null,null,null,null,null,null,null,null,null,null,null,null,null,null,null,null,null,null,null,null,null,null,null,null,null,null,null,null,null,null,null,null,null,null,null,null,null,null,null,null,null,null,null,null,null,null,null,null,null,null,null,null,null,null,null,null,null,null,null,null,null,null,null,null,null,null,null,null,null,null,null,null,null,null,null,null,null,null,null,null,null,null,null,null,null,null,null,null,null,null,null,null,null,null,null,null,null,null,null,null,null,null,null,null,null,null,761,{"$f":"IF(Calculator!$C$3,OFFSET('SPD Library'!B386,0,Calculator!$C$3-1),Calculator!C387)","v":1.6264000000000001E-2},{"$f":"RefCalc!B386","v":3.4268627862401591E-2},{"$f":"RefCalc!F386","v":7.784622129834684},null,1.6264000000000001E-2,761,0.87271133561577574]
[null,null,null,null,null,null,null,null,null,null,null,null,null,null,null,null,null,null,null,null,null,null,null,null,null,null,null,null,null,null,null,null,null,null,null,null,null,null,null,null,null,null,null,null,null,null,null,null,null,null,null,null,null,null,null,null,null,null,null,null,null,null,null,null,null,null,null,null,null,null,null,null,null,null,null,null,null,null,null,null,null,null,null,null,null,null,null,null,null,null,null,null,null,null,null,null,null,null,null,null,null,null,null,null,null,null,null,null,null,null,null,null,null,null,null,null,null,null,null,null,null,null,null,null,null,null,null,null,null,null,null,null,null,null,null,null,null,null,null,null,null,762,{"$f":"IF(Calculator!$C$3,OFFSET('SPD Library'!B387,0,Calculator!$C$3-1),Calculator!C388)","v":1.6E-2},{"$f":"RefCalc!B387","v":3.3712373696410808E-2},{"$f":"RefCalc!F387","v":7.8425358742788598},null,1.6E-2,762,0.87920387699047964]
[null,null,null,null,null,null,null,null,null,null,null,null,null,null,null,null,null,null,null,null,null,null,null,null,null,null,null,null,null,null,null,null,null,null,null,null,null,null,null,null,null,null,null,null,null,null,null,null,null,null,null,null,null,null,null,null,null,null,null,null,null,null,null,null,null,null,null,null,null,null,null,null,null,null,null,null,null,null,null,null,null,null,null,null,null,null,null,null,null,null,null,null,null,null,null,null,null,null,null,null,null,null,null,null,null,null,null,null,null,null,null,null,null,null,null,null,null,null,null,null,null,null,null,null,null,null,null,null,null,null,null,null,null,null,null,null,null,null,null,null,null,763,{"$f":"IF(Calculator!$C$3,OFFSET('SPD Library'!B388,0,Calculator!$C$3-1),Calculator!C389)","v":1.5748000000000002E-2},{"$f":"RefCalc!B388","v":3.3181403810692338E-2},{"$f":"RefCalc!F388","v":7.9006590598698647},null,1.5748000000000002E-2,763,0.88571989820273178]
[null,null,null,null,null,null,null,null,null,null,null,null,null,null,null,null,null,null,null,null,null,null,null,null,null,null,null,null,null,null,null,null,null,null,null,null,null,null,null,null,null,null,null,null,null,null,null,null,null,null,null,null,null,null,null,null,null,null,null,null,null,null,null,null,null,null,null,null,null,null,null,null,null,null,null,null,null,null,null,null,null,null,null,null,null,null,null,null,null,null,null,null,null,null,null,null,null,null,null,null,null,null,null,null,null,null,null,null,null,null,null,null,null,null,null,null,null,null,null,null,null,null,null,null,null,null,null,null,null,null,null,null,null,null,null,null,null,null,null,null,null,764,{"$f":"IF(Calculator!$C$3,OFFSET('SPD Library'!B389,0,Calculator!$C$3-1),Calculator!C390)","v":1.5469999999999999E-2},{"$f":"RefCalc!B389","v":3.2595651317717196E-2},{"$f":"RefCalc!F389","v":7.9589909349330217},null,1.5469999999999999E-2,764,0.89225931498447109]
[null,null,null,null,null,null,null,null,null,null,null,null,null,null,null,null,null,null,null,null,null,null,null,null,null,null,null,null,null,null,null,null,null,null,null,null,null,null,null,null,null,null,null,null,null,null,null,null,null,null,null,null,null,null,null,null,null,null,null,null,null,null,null,null,null,null,null,null,null,null,null,null,null,null,null,null,null,null,null,null,null,null,null,null,null,null,null,null,null,null,null,null,null,null,null,null,null,null,null,null,null,null,null,null,null,null,null,null,null,null,null,null,null,null,null,null,null,null,null,null,null,null,null,null,null,null,null,null,null,null,null,null,null,null,null,null,null,null,null,null,null,765,{"$f":"IF(Calculator!$C$3,OFFSET('SPD Library'!B390,0,Calculator!$C$3-1),Calculator!C391)","v":1.5126000000000001E-2},{"$f":"RefCalc!B390","v":3.1870835283244366E-2},{"$f":"RefCalc!F390","v":8.017530740654502},null,{"$f":"EM390/MAX($EM$5:$EM$405)","v":1.5126000000000001E-2},{"$f":"EL390","v":765},{"$f":"EO390/MAX($EO$5:$EO$405)","v":0.89882204226728735}]
[null,null,null,null,null,null,null,null,null,null,null,null,null,null,null,null,null,null,null,null,null,null,null,null,null,null,null,null,null,null,null,null,null,null,null,null,null,null,null,null,null,null,null,null,null,null,null,null,null,null,null,null,null,null,null,null,null,null,null,null,null,null,null,null,null,null,null,null,null,null,null,null,null,null,null,null,null,null,null,null,null,null,null,null,null,null,null,null,null,null,null,null,null,null,null,null,null,null,null,null,null,null,null,null,null,null,null,null,null,null,null,null,null,null,null,null,null,null,null,null,null,null,null,null,null,null,null,null,null,null,null,null,null,null,null,null,null,null,null,null,null,766,{"$f":"IF(Calculator!$C$3,OFFSET('SPD Library'!B391,0,Calculator!$C$3-1),Calculator!C392)","v":1.4659999999999999E-2},{"$f":"RefCalc!B391","v":3.08889623993364E-2},{"$f":"RefCalc!F391","v":8.0762777111453445},null,1.4659999999999999E-2,766,0.90540799418959761]
[null,null,null,null,null,null,null,null,null,null,null,null,null,null,null,null,null,null,null,null,null,null,null,null,null,null,null,null,null,null,null,null,null,null,null,null,null,null,null,null,null,null,null,null,null,null,null,null,null,null,null,null,null,null,null,null,null,null,null,null,null,null,null,null,null,null,null,null,null,null,null,null,null,null,null,null,null,null,null,null,null,null,null,null,null,null,null,null,null,null,null,null,null,null,null,null,null,null,null,null,null,null,null,null,null,null,null,null,null,null,null,null,null,null,null,null,null,null,null,null,null,null,null,null,null,null,null,null,null,null,null,null,null,null,null,null,null,null,null,null,null,767,{"$f":"IF(Calculator!$C$3,OFFSET('SPD Library'!B392,0,Calculator!$C$3-1),Calculator!C393)","v":1.4076E-2},{"$f":"RefCalc!B392","v":2.9658460759417405E-2},{"$f":"RefCalc!F392","v":8.1352310735056683},null,1.4076E-2,767,0.91201708410384519]
[null,null,null,null,null,null,null,null,null,null,null,null,null,null,null,null,null,null,null,null,null,null,null,null,null,null,null,null,null,null,null,null,null,null,null,null,null,null,null,null,null,null,null,null,null,null,null,null,null,null,null,null,null,null,null,null,null,null,null,null,null,null,null,null,null,null,null,null,null,null,null,null,null,null,null,null,null,null,null,null,null,null,null,null,null,null,null,null,null,null,null,null,null,null,null,null,null,null,null,null,null,null,null,null,null,null,null,null,null,null,null,null,null,null,null,null,null,null,null,null,null,null,null,null,null,null,null,null,null,null,null,null,null,null,null,null,null,null,null,null,null,768,{"$f":"IF(Calculator!$C$3,OFFSET('SPD Library'!B393,0,Calculator!$C$3-1),Calculator!C394)","v":1.3429E-2},{"$f":"RefCalc!B393","v":2.8295216648068795E-2},{"$f":"RefCalc!F393","v":8.1943900478890086},null,1.3429E-2,768,0.91864922458371201]
[null,null,null,null,null,null,null,null,null,null,null,null,null,null,null,null,null,null,null,null,null,null,null,null,null,null,null,null,null,null,null,null,null,null,null,null,null,null,null,null,null,null,null,null,null,null,null,null,null,null,null,null,null,null,null,null,null,null,null,null,null,null,null,null,null,null,null,null,null,null,null,null,null,null,null,null,null,null,null,null,null,null,null,null,null,null,null,null,null,null,null,null,null,null,null,null,null,null,null,null,null,null,null,null,null,null,null,null,null,null,null,null,null,null,null,null,null,null,null,null,null,null,null,null,null,null,null,null,null,null,null,null,null,null,null,null,null,null,null,null,null,769,{"$f":"IF(Calculator!$C$3,OFFSET('SPD Library'!B394,0,Calculator!$C$3-1),Calculator!C395)","v":1.2775E-2},{"$f":"RefCalc!B394","v":2.6917223373228005E-2},{"$f":"RefCalc!F394","v":8.2537538475668519},null,1.2775E-2,769,0.92530432743135382]
[null,null,null,null,null,null,null,null,null,null,null,null,null,null,null,null,null,null,null,null,null,null,null,null,null,null,null,null,null,null,null,null,null,null,null,null,null,null,null,null,null,null,null,null,null,null,null,null,null,null,null,null,null,null,null,null,null,null,null,null,null,null,null,null,null,null,null,null,null,null,null,null,null,null,null,null,null,null,null,null,null,null,null,null,null,null,null,null,null,null,null,null,null,null,null,null,null,null,null,null,null,null,null,null,null,null,null,null,null,null,null,null,null,null,null,null,null,null,null,null,null,null,null,null,null,null,null,null,null,null,null,null,null,null,null,null,null,null,null,null,null,770,{"$f":"IF(Calculator!$C$3,OFFSET('SPD Library'!B395,0,Calculator!$C$3-1),Calculator!C396)","v":1.2166E-2},{"$f":"RefCalc!B395","v":2.5634046149408365E-2},{"$f":"RefCalc!F395","v":8.3133216789933631},null,1.2166E-2,770,0.93198230368465595]
[null,null,null,null,null,null,null,null,null,null,null,null,null,null,null,null,null,null,null,null,null,null,null,null,null,null,null,null,null,null,null,null,null,null,null,null,null,null,null,null,null,null,null,null,null,null,null,null,null,null,null,null,null,null,null,null,null,null,null,null,null,null,null,null,null,null,null,null,null,null,null,null,null,null,null,null,null,null,null,null,null,null,null,null,null,null,null,null,null,null,null,null,null,null,null,null,null,null,null,null,null,null,null,null,null,null,null,null,null,null,null,null,null,null,null,null,null,null,null,null,null,null,null,null,null,null,null,null,null,null,null,null,null,null,null,null,null,null,null,null,null,771,{"$f":"IF(Calculator!$C$3,OFFSET('SPD Library'!B396,0,Calculator!$C$3-1),Calculator!C397)","v":1.1591000000000001E-2},{"$f":"RefCalc!B396","v":2.4422507719693606E-2},{"$f":"RefCalc!F396","v":8.37309274187011},null,1.1591000000000001E-2,771,0.93868306362448972]
[null,null,null,null,null,null,null,null,null,null,null,null,null,null,null,null,null,null,null,null,null,null,null,null,null,null,null,null,null,null,null,null,null,null,null,null,null,null,null,null,null,null,null,null,null,null,null,null,null,null,null,null,null,null,null,null,null,null,null,null,null,null,null,null,null,null,null,null,null,null,null,null,null,null,null,null,null,null,null,null,null,null,null,null,null,null,null,null,null,null,null,null,null,null,null,null,null,null,null,null,null,null,null,null,null,null,null,null,null,null,null,null,null,null,null,null,null,null,null,null,null,null,null,null,null,null,null,null,null,null,null,null,null,null,null,null,null,null,null,null,null,772,{"$f":"IF(Calculator!$C$3,OFFSET('SPD Library'!B397,0,Calculator!$C$3-1),Calculator!C398)","v":1.1011999999999999E-2},{"$f":"RefCalc!B397","v":2.3202541196554734E-2},{"$f":"RefCalc!F397","v":8.4330662292111676},null,1.1011999999999999E-2,772,0.94540651678201149]
[null,null,null,null,null,null,null,null,null,null,null,null,null,null,null,null,null,null,null,null,null,null,null,null,null,null,null,null,null,null,null,null,null,null,null,null,null,null,null,null,null,null,null,null,null,null,null,null,null,null,null,null,null,null,null,null,null,null,null,null,null,null,null,null,null,null,null,null,null,null,null,null,null,null,null,null,null,null,null,null,null,null,null,null,null,null,null,null,null,null,null,null,null,null,null,null,null,null,null,null,null,null,null,null,null,null,null,null,null,null,null,null,null,null,null,null,null,null,null,null,null,null,null,null,null,null,null,null,null,null,null,null,null,null,null,null,null,null,null,null,null,773,{"$f":"IF(Calculator!$C$3,OFFSET('SPD Library'!B398,0,Calculator!$C$3-1),Calculator!C399)","v":1.0448000000000001E-2},{"$f":"RefCalc!B398","v":2.2014180023756259E-2},{"$f":"RefCalc!F398","v":8.4932413274080627},null,1.0448000000000001E-2,773,0.95215257194594249]
[null,null,null,null,null,null,null,null,null,null,null,null,null,null,null,null,null,null,null,null,null,null,null,null,null,null,null,null,null,null,null,null,null,null,null,null,null,null,null,null,null,null,null,null,null,null,null,null,null,null,null,null,null,null,null,null,null,null,null,null,null,null,null,null,null,null,null,null,null,null,null,null,null,null,null,null,null,null,null,null,null,null,null,null,null,null,null,null,null,null,null,null,null,null,null,null,null,null,null,null,null,null,null,null,null,null,null,null,null,null,null,null,null,null,null,null,null,null,null,null,null,null,null,null,null,null,null,null,null,null,null,null,null,null,null,null,null,null,null,null,null,774,{"$f":"IF(Calculator!$C$3,OFFSET('SPD Library'!B399,0,Calculator!$C$3-1),Calculator!C400)","v":9.9190000000000007E-3},{"$f":"RefCalc!B399","v":2.0899564668418677E-2},{"$f":"RefCalc!F399","v":8.5536172162951321},null,9.9190000000000007E-3,774,0.95892113716989669]
[null,null,null,null,null,null,null,null,null,null,null,null,null,null,null,null,null,null,null,null,null,null,null,null,null,null,null,null,null,null,null,null,null,null,null,null,null,null,null,null,null,null,null,null,null,null,null,null,null,null,null,null,null,null,null,null,null,null,null,null,null,null,null,null,null,null,null,null,null,null,null,null,null,null,null,null,null,null,null,null,null,null,null,null,null,null,null,null,null,null,null,null,null,null,null,null,null,null,null,null,null,null,null,null,null,null,null,null,null,null,null,null,null,null,null,null,null,null,null,null,null,null,null,null,null,null,null,null,null,null,null,null,null,null,null,null,null,null,null,null,null,775,{"$f":"IF(Calculator!$C$3,OFFSET('SPD Library'!B400,0,Calculator!$C$3-1),Calculator!C401)","v":9.4420000000000007E-3},{"$f":"RefCalc!B400","v":1.9894514527594429E-2},{"$f":"RefCalc!F400","v":8.6141930692147213},null,9.4420000000000007E-3,775,0.96571211977969007]
[null,null,null,null,null,null,null,null,null,null,null,null,null,null,null,null,null,null,null,null,null,null,null,null,null,null,null,null,null,null,null,null,null,null,null,null,null,null,null,null,null,null,null,null,null,null,null,null,null,null,null,null,null,null,null,null,null,null,null,null,null,null,null,null,null,null,null,null,null,null,null,null,null,null,null,null,null,null,null,null,null,null,null,null,null,null,null,null,null,null,null,null,null,null,null,null,null,null,null,null,null,null,null,null,null,null,null,null,null,null,null,null,null,null,null,null,null,null,null,null,null,null,null,null,null,null,null,null,null,null,null,null,null,null,null,null,null,null,null,null,null,776,{"$f":"IF(Calculator!$C$3,OFFSET('SPD Library'!B401,0,Calculator!$C$3-1),Calculator!C402)","v":9.018E-3},{"$f":"RefCalc!B401","v":1.900113662463954E-2},{"$f":"RefCalc!F401","v":8.6749680530827753},null,9.018E-3,776,0.97252542638069306]
[null,null,null,null,null,null,null,null,null,null,null,null,null,null,null,null,null,null,null,null,null,null,null,null,null,null,null,null,null,null,null,null,null,null,null,null,null,null,null,null,null,null,null,null,null,null,null,null,null,null,null,null,null,null,null,null,null,null,null,null,null,null,null,null,null,null,null,null,null,null,null,null,null,null,null,null,null,null,null,null,null,null,null,null,null,null,null,null,null,null,null,null,null,null,null,null,null,null,null,null,null,null,null,null,null,null,null,null,null,null,null,null,null,null,null,null,null,null,null,null,null,null,null,null,null,null,null,null,null,null,null,null,null,null,null,null,null,null,null,null,null,777,{"$f":"IF(Calculator!$C$3,OFFSET('SPD Library'!B402,0,Calculator!$C$3-1),Calculator!C403)","v":8.6269999999999993E-3},{"$f":"RefCalc!B402","v":1.8177290492433499E-2},{"$f":"RefCalc!F402","v":8.7359413284542402},null,8.6269999999999993E-3,777,0.97936096286516328]
[null,null,null,null,null,null,null,null,null,null,null,null,null,null,null,null,null,null,null,null,null,null,null,null,null,null,null,null,null,null,null,null,null,null,null,null,null,null,null,null,null,null,null,null,null,null,null,null,null,null,null,null,null,null,null,null,null,null,null,null,null,null,null,null,null,null,null,null,null,null,null,null,null,null,null,null,null,null,null,null,null,null,null,null,null,null,null,null,null,null,null,null,null,null,null,null,null,null,null,null,null,null,null,null,null,null,null,null,null,null,null,null,null,null,null,null,null,null,null,null,null,null,null,null,null,null,null,null,null,null,null,null,null,null,null,null,null,null,null,null,null,778,{"$f":"IF(Calculator!$C$3,OFFSET('SPD Library'!B403,0,Calculator!$C$3-1),Calculator!C404)","v":8.2609999999999992E-3},{"$f":"RefCalc!B403","v":1.7406119944128103E-2},{"$f":"RefCalc!F403","v":8.7971120495888169},null,8.2609999999999992E-3,778,0.98621863441961677]
[null,null,null,null,null,null,null,null,null,null,null,null,null,null,null,null,null,null,null,null,null,null,null,null,null,null,null,null,null,null,null,null,null,null,null,null,null,null,null,null,null,null,null,null,null,null,null,null,null,null,null,null,null,null,null,null,null,null,null,null,null,null,null,null,null,null,null,null,null,null,null,null,null,null,null,null,null,null,null,null,null,null,null,null,null,null,null,null,null,null,null,null,null,null,null,null,null,null,null,null,null,null,null,null,null,null,null,null,null,null,null,null,null,null,null,null,null,null,null,null,null,null,null,null,null,null,null,null,null,null,null,null,null,null,null,null,null,null,null,null,null,779,{"$f":"IF(Calculator!$C$3,OFFSET('SPD Library'!B404,0,Calculator!$C$3-1),Calculator!C405)","v":7.9109999999999996E-3},{"$f":"RefCalc!B404","v":1.6668661769519116E-2},{"$f":"RefCalc!F404","v":8.858479364516592},null,7.9109999999999996E-3,779,0.99309834553218557]
[null,null,null,null,null,null,null,null,null,null,null,null,null,null,null,null,null,null,null,null,null,null,null,null,null,null,null,null,null,null,null,null,null,null,null,null,null,null,null,null,null,null,null,null,null,null,null,null,null,null,null,null,null,null,null,null,null,null,null,null,null,null,null,null,null,null,null,null,null,null,null,null,null,null,null,null,null,null,null,null,null,null,null,null,null,null,null,null,null,null,null,null,null,null,null,null,null,null,null,null,null,null,null,null,null,null,null,null,null,null,null,null,null,null,null,null,null,null,null,null,null,null,null,null,null,null,null,null,null,null,null,null,null,null,null,null,null,null,null,null,null,780,{"$f":"IF(Calculator!$C$3,OFFSET('SPD Library'!B405,0,Calculator!$C$3-1),Calculator!C406)","v":7.5700000000000003E-3},{"$f":"RefCalc!B405","v":1.5950166805114362E-2},{"$f":"RefCalc!F405","v":8.9200424151038877},null,7.5700000000000003E-3,780,1]

{"sheet":"CVG","index":7,"n_rows":367,"n_cols":37,"rows_kept":367,"cut":false,"hidden":false,"merged":[[4,33,4,34],[1,1,5,16],[1,18,1,34],[2,19,2,28],[3,19,3,20],[3,21,3,22],[3,23,3,24],[3,25,3,26],[3,27,3,28],[3,31,3,34],[4,19,4,20],[4,21,4,22],[4,23,4,24],[4,25,4,26],[4,27,4,28],[4,31,4,32]]}
[]
[null,"CVG Versions",null,null,null,null,null,null,null,null,null,null,null,null,null,null,null,null,"CVG Elements"]
[null,null,null,null,null,null,null,null,null,null,null,null,null,null,null,null,null,null,null,"CIRCLES (RADIUS)"]
[null,null,null,null,null,null,null,null,null,null,null,null,null,null,null,null,null,null,null,-0.2,null,-0.1,null,0,null,"+10%",null,"+20%",null,null,null,"BIN LINES",null,null,null,null,"Bin labels"]
[null,null,null,null,null,null,null,null,null,null,null,null,null,null,null,null,null,null,null,0.8,null,0.9,null,1,null,1.1000000000000001,null,1.2,null,null,null,"Start",null,"End"]
[null,null,null,null,null,null,null,null,null,null,null,null,null,null,null,null,null,null,"Theta","x","y","x","y","x","y","x","y","x","y",null,"Angle","x","y","x","y"]
[null,null,null,null,null,null,null,null,null,null,null,null,null,null,null,null,null,null,1,{"$f":"T$5*COS($S7*PI()/180)","v":0.79987815612511304},{"$f":"T$5*SIN($S7*PI()/180)","v":1.3961925149826811E-2},{"$f":"V$5*COS($S7*PI()/180)","v":0.89986292564075221},{"$f":"V$5*SIN($S7*PI()/180)","v":1.5707165793555161E-2},{"$f":"X$5*COS($S7*PI()/180)","v":0.99984769515639127},{"$f":"X$5*SIN($S7*PI()/180)","v":1.7452406437283512E-2},{"$f":"Z$5*COS($S7*PI()/180)","v":1.0998324646720306},{"$f":"Z$5*SIN($S7*PI()/180)","v":1.9197647081011866E-2},{"$f":"AB$5*COS($S7*PI()/180)","v":1.1998172341876694},{"$f":"AB$5*SIN($S7*PI()/180)","v":2.0942887724740213E-2},null,0,{"$f":"-AH7","v":-1.5},{"$f":"-AI7","v":0},{"$f":"$AF$16*COS(AE7*PI()/180)","v":1.5},{"$f":"$AF$16*SIN(AE7*PI()/180)","v":0},null,1]
[null,null,null,null,null,null,null,null,null,null,null,null,null,null,null,null,null,null,{"$f":"S7+1","v":2},{"$f":"T$5*COS($S8*PI()/180)","v":0.79951266161527668},{"$f":"T$5*SIN($S8*PI()/180)","v":2.7919597362000777E-2},{"$f":"V$5*COS($S8*PI()/180)","v":0.89945174431718622},{"$f":"V$5*SIN($S8*PI()/180)","v":3.1409547032250872E-2},{"$f":"X$5*COS($S8*PI()/180)","v":0.99939082701909576},{"$f":"X$5*SIN($S8*PI()/180)","v":3.4899496702500969E-2},{"$f":"Z$5*COS($S8*PI()/180)","v":1.0993299097210054},{"$f":"Z$5*SIN($S8*PI()/180)","v":3.8389446372751067E-2},{"$f":"AB$5*COS($S8*PI()/180)","v":1.199268992422915},{"$f":"AB$5*SIN($S8*PI()/180)","v":4.1879396043001164E-2},null,22.5,{"$f":"-AH8","v":-1.38581929876693},{"$f":"-AI8","v":-0.57402514854763464},{"$f":"$AF$16*COS(AE8*PI()/180)","v":1.38581929876693},{"$f":"$AF$16*SIN(AE8*PI()/180)","v":0.57402514854763464},null,2]
[null,null,null,null,null,null,null,null,null,null,null,null,null,null,null,null,null,null,{"$f":"S8+1","v":3},0.79890362780365909,4.1868764994355066E-2,0.89876658127911646,4.7102360618649447E-2,0.99862953475457383,5.2335956242943828E-2,1.0984924882300313,5.7569551867238215E-2,1.1983554417054885,6.2803147491532596E-2,null,45,-1.0606601717798214,-1.0606601717798212,1.0606601717798214,1.0606601717798212,null,3]
[null,null,null,null,null,null,null,null,null,null,null,null,null,null,null,null,null,null,4,0.79805124020785945,5.5805178995300242E-2,0.89780764523384182,6.2780826369712772E-2,0.9975640502598242,6.9756473744125302E-2,1.0973204552858067,7.6732121118537833E-2,1.1970768603117889,8.3707768492950363E-2,null,67.5,-0.57402514854763476,-1.38581929876693,0.57402514854763476,1.38581929876693,null,4]
[null,null,null,null,null,null,null,null,null,null,null,null,null,null,null,null,null,null,5,0.7969557584733965,6.972459419812653E-2,0.89657522828257097,7.8440168472892355E-2,0.99619469809174555,8.7155742747658166E-2,1.0958141679009201,9.5871317022423991E-2,1.1954336377100947,0.1045868912971898,null,90,-9.1886134118146501E-17,-1.5,9.1886134118146501E-17,1.5,null,5]
[null,null,null,null,null,null,null,null,null,null,null,null,null,null,null,null,null,null,6,0.79561751629461863,8.3622770614122766E-2,0.89506970583144596,9.4075616940888118E-2,0.99452189536827329,0.10452846326765346,1.0939740849051007,0.11498130959441881,1.1934262744419279,0.12543415592118415,null,112.5,0.57402514854763464,-1.38581929876693,-0.57402514854763464,1.38581929876693,null,6]
[null,null,null,null,null,null,null,null,null,null,null,null,null,null,null,null,null,null,7,0.79403692131305759,9.7495474724117986E-2,0.89329153647718984,0.10968240906463272,0.99254615164132198,0.12186934340514748,1.0918007668054543,0.13405627774566223,1.1910553819695864,0.14624321208617697,null,135,1.0606601717798212,-1.0606601717798214,-1.0606601717798212,1.0606601717798214,null,7]
[null,null,null,null,null,null,null,null,null,null,null,null,null,null,null,null,null,null,8,0.79221445499325638,0.11133848076805236,0.89124126186741337,0.12525579086405889,0.99026806874157036,0.13917310096006544,1.0892948756157275,0.15309041105607199,1.1883216824898843,0.16700772115207851,null,157.5,1.38581929876693,-0.57402514854763487,-1.38581929876693,0.57402514854763487,null,8]
[null,null,null,null,null,null,null,null,null,null,null,null,null,null,null,null,null,null,9,0.79015067247611026,0.12514757203218471,0.88891950653562402,0.14079101853620779,0.98768834059513777,0.15643446504023087,1.0864571746546516,0.17207791154425398,1.1852260087141653,0.18772135804827703,null,null,null,null,null,null,null,9]
[null,null,null,null,null,null,null,null,null,null,null,null,null,null,null,null,null,null,10,0.78784620240976644,0.13891854213354426,0.88632697771098723,0.15628335990023731,0.98480775301220802,0.17364817766693033,1.0832885283134288,0.19101299543362338,1.1817693036146495,0.2083778132003164,null,"Length:",1.5,null,null,null,null,10]
[null,null,null,null,null,null,null,null,null,null,null,null,null,null,null,null,null,null,11,0.78530174675813125,0.15264719630123585,0.88346446510289756,0.17172809583889032,0.98162718344766398,0.1908089953765448,1.0797899017924304,0.20988989491419929,1.1779526201371968,0.22897079445185375,null,null,null,null,null,null,null,11]
[null,null,null,null,null,null,null,null,null,null,null,null,null,null,null,null,null,null,12,0.78251808058704464,0.16632935265420745,0.88033284066042516,0.1871205217359834,0.97814760073380569,0.20791169081775931,1.0759623608071864,0.22870285989953526,1.1737771208805667,0.24949402898131118,null,null,null,null,null,null,null,12]
[null,null,null,null,null,null,null,null,null,null,null,null,null,null,null,null,null,null,13,0.77949605182818826,0.179960843475092,0.87693305830671175,0.20245594890947852,0.97437006478523525,0.224951054343865,1.0718070712637588,0.24744615977825152,1.1692440777422823,0.269941265212638,null,null,null,null,null,null,null,13]
[null,null,null,null,null,null,null,null,null,null,null,null,null,null,null,null,null,null,14,0.77623658102079718,0.19353751647973419,0.87326615364839688,0.21772970603970096,0.97029572627599647,0.24192189559966773,1.0673252989035962,0.26611408515963453,1.1643548715311958,0.29030627471960124,null,null,null,null,null,null,null,14]
[null,null,null,null,null,null,null,null,null,null,null,null,null,null,null,null,null,null,15,0.77274066103125472,0.20705523608201659,0.86933324366016151,0.23293714059226867,0.96592582628906831,0.25881904510252074,1.0625184089179753,0.28470094961277281,1.159110991546882,0.31058285412302489,null,null,null,null,null,null,null,15]
[null,null,null,null,null,null,null,null,null,null,null,null,null,null,null,null,null,null,16,0.76900935675065518,0.22050988465359933,0.86513552634448698,0.24807362023529925,0.96126169593831889,0.27563735581699916,1.0573878655321509,0.30320109139869911,1.1535140351259827,0.330764826980399,null,null,null,null,null,null,null,16]
[null,null,null,null,null,null,null,null,null,null,null,null,null,null,null,null,null,null,17,0.76504380477042844,0.23389736377818943,0.86067428036673188,0.26313453425046313,0.95630475596303544,0.29237170472273677,1.0519352315593391,0.32160887519501047,1.1475657071556424,0.35084604566728411]
[null,null,null,null,null,null,null,null,null,null,null,null,null,null,null,null,null,null,18,0.76084521303612285,0.24721359549995792,0.85595086466563819,0.27811529493745268,0.95105651629515353,0.3090169943749474,1.0461621679246689,0.33991869381244216,1.1412678195541841,0.37082039324993687]
[null,null,null,null,null,null,null,null,null,null,null,null,null,null,null,null,null,null,19,0.7564148604794535,0.26045452356572535,0.85096671803938517,0.293011339011441,0.94551857559931685,0.32556815445715664,1.0400704331592485,0.35812496990287235,1.1346222907191801,0.39068178534858794]
[null,null,null,null,null,null,null,null,null,null,null,null,null,null,null,null,null,null,20,0.75175409662872683,0.27361611466053498,0.84572335870731763,0.30781812899310185,0.93969262078590843,0.34202014332566871,1.0336618828644994,0.37622215765823563,1.12763114494309,0.41042417199080244]
[null,null,null,null,null,null,null,null,null,null,null,null,null,null,null,null,null,null,21,0.74686434119776146,0.28669435963624024,0.8402223838474816,0.32253115459077025,0.93358042649720174,0.35836794954530027,1.0269384691469221,0.39420474449983034,1.1202965117966421,0.4300415394543603]
[null,null,null,null,null,null,null,null,null,null,null,null,null,null,null,null,null,null,22,0.74174708365343001,0.2996852747327296,0.83446546911010866,0.33714593407432081,0.92718385456678742,0.37460659341591201,1.0199022400234663,0.41206725275750322,1.112620625480145,0.44952791209909443]
[null,null,null,null,null,null,null,null,null,null,null,null,null,null,null,null,null,null,23,0.73640388276195234,0.31258490279141898,0.8284543681071963,0.35165801564034638,0.92050485345244037,0.39073112848927372,1.0125553387976844,0.42980424133820111,1.1046058241429284,0.46887735418712845]
[null,null,null,null,null,null,null,null,null,null,null,null,null,null,null,null,null,null,24,0.73083636611408076,0.32538931446064012,0.82219091187834081,0.36606297876822014,0.91354545764260087,0.40673664307580015,1.0049000034068611,0.44741030738338022,1.0962545491711211,0.48808397169096018]
[null,null,null,null,null,null,null,null,null,null,null,null,null,null,null,null,null,null,25,0.72504622962931997,0.33809460939255959,0.81567700833298495,0.38035643556662951,0.90630778703664994,0.42261826174069944,0.99693856574031503,0.46488008791476942,1.0875693444439798,0.50714191408883935]
[null,null,null,null,null,null,null,null,null,null,null,null,null,null,null,null,null,null,26,0.7190352370393337,0.35069691743126197,0.80891464166925031,0.39453403211016969,0.89879404629916704,0.4383711467890774,0.98867345092908387,0.48220826146798518,1.0785528555590005,0.52604537614689284]
[null,null,null,null,null,null,null,null,null,null,null,null,null,null,null,null,null,null,27,0.71280521935069441,0.36319239979163742,0.8019058717695311,0.40859144976559209,0.8910065241883679,0.45399049973954675,0.98010717660720481,0.49938954971350147,1.0692078290260414,0.54478859968745608]
[null,null,null,null,null,null,null,null,null,null,null,null,null,null,null,null,null,null,28,0.70635807428714159,0.37557725022871269,0.79465283357303429,0.42252440650730172,0.88294759285892699,0.46947156278589081,0.9712423521448198,0.51641871906447989,1.0595371114307124,0.56336587534306892]
[null,null,null,null,null,null,null,null,null,null,null,null,null,null,null,null,null,null,29,0.69969576571151659,0.38784769619706966,0.78715773642545617,0.43632865822170336,0.87461970713939574,0.48480962024633706,0.96208167785333543,0.53329058227097081,1.0495436485672749,0.5817715442956044]
[null,null,null,null,null,null,null,null,null,null,null,null,null,null,null,null,null,null,30,0.69282032302755103,0.39999999999999997,0.77942286340599487,0.44999999999999996,0.86602540378443871,0.49999999999999994,0.95262794416288266,0.54999999999999993,1.0392304845413265,0.59999999999999987]
[null,null,null,null,null,null,null,null,null,null,null,null,null,null,null,null,null,null,31,0.68573384056168996,0.41203045992804332,0.77145057063190114,0.46353426741904874,0.85716730070211233,0.51503807491005416,0.94288403077232363,0.56654188240105963,1.0286007608425347,0.61804568989206499]
[null,null,null,null,null,null,null,null,null,null,null,null,null,null,null,null,null,null,32,0.67843847692514081,0.42393541138656393,0.76324328654078333,0.47692733780988444,0.84804809615642596,0.5299192642332049,0.93285290577206859,0.58291119065652541,1.0176577153877111,0.63590311707984581]
[null,null,null,null,null,null,null,null,null,null,null,null,null,null,null,null,null,null,33,0.67093645435633931,0.43571122801202167,0.75480351115088162,0.49017513151352438,0.83867056794542405,0.54463903501502708,0.92253762473996648,0.59910293851652985,1.0064046815345089,0.6535668420180325]
[null,null,null,null,null,null,null,null,null,null,null,null,null,null,null,null,null,null,34,0.66323005804403334,0.44735432277659753,0.74613381529953748,0.50327361312367225,0.82903757255504162,0.5591929034707469,0.91194132981054588,0.61511219381782167,0.9948450870660499,0.67103148416489622]
[null,null,null,null,null,null,null,null,null,null,null,null,null,null,null,null,null,null,35,0.65532163543119348,0.45886114908083686,0.73723683986009259,0.51621879271594151,0.8191520442889918,0.57357643635104605,0.90106724871789101,0.6309340799861507,0.98298245314679011,0.68829172362125524]
[null,null,null,null,null,null,null,null,null,null,null,null,null,null,null,null,null,null,36,0.64721359549995805,0.47022820183397851,0.72811529493745275,0.52900672706322582,0.80901699437494745,0.58778525229247314,0.88991869381244226,0.64656377752172045,0.97082039324993685,0.70534230275096776]
[null,null,null,null,null,null,null,null,null,null,null,null,null,null,null,null,null,null,37,0.63890840803783433,0.48145201852163866,0.71877195904256352,0.54163352083684346,0.79863551004729283,0.60181502315204827,0.87849906105202213,0.66199652546725318,0.95836261205675133,0.72217802778245788]
[null,null,null,null,null,null,null,null,null,null,null,null,null,null,null,null,null,null,38,0.6304086028853777,0.49252918026052656,0.70920967824604986,0.55409532779309234,0.78801075360672201,0.61566147532565818,0.86681182896739428,0.67722762285822402,0.94561290432806633,0.73879377039078975]
[null,null,null,null,null,null,null,null,null,null,null,null,null,null,null,null,null,null,39,0.62171676916557672,0.50345631283986991,0.69943136531127381,0.56638835194485371,0.7771459614569709,0.62932039104983739,0.8548605576026681,0.69225243015482119,0.93257515374836508,0.75518446925980487]
[null,null,null,null,null,null,null,null,null,null,null,null,null,null,null,null,null,null,40,0.61283555449518246,0.5142300877492314,0.68943999880708018,0.57850884871788533,0.76604444311897801,0.64278760968653925,0.84264888743087585,0.70706637065519329,0.91925333174277357,0.7713451316238471]
[null,null,null,null,null,null,null,null,null,null,null,null,null,null,null,null,null,null,41,0.6037676641782177,0.52484722319240573,0.67923862220049491,0.5904531260914565,0.75470958022277213,0.65605902899050716,0.83018053824504945,0.72166493188955794,0.90565149626732655,0.7872708347886086]
[null,null,null,null,null,null,null,null,null,null,null,null,null,null,null,null,null,null,42,0.5945158603819154,0.53530448508708661,0.66883034292965482,0.60221754572297248,0.74314482547739424,0.66913060635885824,0.81745930802513378,0.73604366699474411,0.89177379057287309,0.80295672763062986]
[null,null,null,null,null,null,null,null,null,null,null,null,null,null,null,null,null,null,43,0.58508296129533643,0.54559868804999878,0.6582183314572535,0.61379852405624868,0.73135370161917057,0.68199836006249848,0.80448907178108764,0.75019819606874838,0.87762444194300471,0.81839803207499817]
[null,null,null,null,null,null,null,null,null,null,null,null,null,null,null,null,null,null,44,0.57547184027092102,0.55572669636719785,0.64740582030478611,0.62519253341309755,0.71933980033865119,0.69465837045899725,0.79127378037251639,0.76412420750489707,0.86320776040638136,0.83359004455079666]
[null,null,null,null,null,null,null,null,null,null,null,null,null,null,null,null,null,null,45,0.56568542494923812,0.56568542494923801,0.63639610306789285,0.63639610306789274,0.70710678118654757,0.70710678118654746,0.77781745930520241,0.7778174593052023,0.84852813742385702,0.84852813742385691]
[null,null,null,null,null,null,null,null,null,null,null,null,null,null,null,null,null,null,46,0.55572669636719796,0.57547184027092091,0.62519253341309766,0.64740582030478599,0.69465837045899737,0.71933980033865108,0.76412420750489718,0.79127378037251628,0.83359004455079677,0.86320776040638125]
[null,null,null,null,null,null,null,null,null,null,null,null,null,null,null,null,null,null,47,0.54559868804999878,0.58508296129533643,0.61379852405624868,0.65821833145725339,0.68199836006249848,0.73135370161917046,0.75019819606874838,0.80448907178108753,0.81839803207499817,0.87762444194300449]
[null,null,null,null,null,null,null,null,null,null,null,null,null,null,null,null,null,null,48,0.53530448508708661,0.59451586038191528,0.60221754572297248,0.66883034292965471,0.66913060635885824,0.74314482547739413,0.73604366699474411,0.81745930802513356,0.80295672763062986,0.89177379057287298]
[null,null,null,null,null,null,null,null,null,null,null,null,null,null,null,null,null,null,49,0.52484722319240584,0.6037676641782177,0.59045312609145661,0.6792386222004948,0.65605902899050728,0.75470958022277201,0.72166493188955805,0.83018053824504934,0.78727083478860871,0.90565149626732633]
[null,null,null,null,null,null,null,null,null,null,null,null,null,null,null,null,null,null,50,0.51423008774923151,0.61283555449518246,0.57850884871788544,0.68943999880708018,0.64278760968653936,0.76604444311897801,0.7070663706551934,0.84264888743087585,0.77134513162384721,0.91925333174277357]
[null,null,null,null,null,null,null,null,null,null,null,null,null,null,null,null,null,null,51,0.50345631283987002,0.62171676916557672,0.56638835194485382,0.6994313653112737,0.6293203910498375,0.77714596145697079,0.6922524301548213,0.85486055760266799,0.75518446925980498,0.93257515374836486]
[null,null,null,null,null,null,null,null,null,null,null,null,null,null,null,null,null,null,52,0.49252918026052667,0.6304086028853777,0.55409532779309245,0.70920967824604986,0.61566147532565829,0.78801075360672201,0.67722762285822413,0.86681182896739428,0.73879377039078997,0.94561290432806633]
[null,null,null,null,null,null,null,null,null,null,null,null,null,null,null,null,null,null,53,0.48145201852163871,0.63890840803783433,0.54163352083684357,0.71877195904256352,0.60181502315204838,0.79863551004729283,0.66199652546725329,0.87849906105202213,0.72217802778245799,0.95836261205675133]
[null,null,null,null,null,null,null,null,null,null,null,null,null,null,null,null,null,null,54,0.47022820183397851,0.64721359549995805,0.52900672706322582,0.72811529493745275,0.58778525229247314,0.80901699437494745,0.64656377752172045,0.88991869381244226,0.70534230275096776,0.97082039324993685]
[null,null,null,null,null,null,null,null,null,null,null,null,null,null,null,null,null,null,55,0.45886114908083697,0.65532163543119348,0.51621879271594151,0.73723683986009259,0.57357643635104616,0.8191520442889918,0.63093407998615081,0.90106724871789101,0.68829172362125535,0.98298245314679011]
[null,null,null,null,null,null,null,null,null,null,null,null,null,null,null,null,null,null,56,0.44735432277659748,0.66323005804403345,0.50327361312367214,0.74613381529953759,0.55919290347074679,0.82903757255504174,0.61511219381782156,0.91194132981054599,0.67103148416489611,0.99484508706605002]
[null,null,null,null,null,null,null,null,null,null,null,null,null,null,null,null,null,null,57,0.43571122801202178,0.6709364543563392,0.49017513151352449,0.75480351115088151,0.5446390350150272,0.83867056794542394,0.59910293851652996,0.92253762473996637,0.65356684201803261,1.0064046815345087]
[null,null,null,null,null,null,null,null,null,null,null,null,null,null,null,null,null,null,58,0.42393541138656393,0.67843847692514081,0.47692733780988444,0.76324328654078333,0.5299192642332049,0.84804809615642596,0.58291119065652541,0.93285290577206859,0.63590311707984581,1.0176577153877111]
[null,null,null,null,null,null,null,null,null,null,null,null,null,null,null,null,null,null,59,0.41203045992804355,0.68573384056168984,0.46353426741904896,0.77145057063190103,0.51503807491005438,0.85716730070211222,0.56654188240105985,0.94288403077232352,0.61804568989206521,1.0286007608425347]
[null,null,null,null,null,null,null,null,null,null,null,null,null,null,null,null,null,null,60,0.40000000000000013,0.69282032302755092,0.45000000000000012,0.77942286340599476,0.50000000000000011,0.8660254037844386,0.55000000000000016,0.95262794416288255,0.60000000000000009,1.0392304845413263]
[null,null,null,null,null,null,null,null,null,null,null,null,null,null,null,null,null,null,61,0.38784769619706971,0.69969576571151659,0.43632865822170341,0.78715773642545617,0.48480962024633711,0.87461970713939574,0.53329058227097081,0.96208167785333543,0.58177154429560451,1.0495436485672749]
[null,null,null,null,null,null,null,null,null,null,null,null,null,null,null,null,null,null,62,0.37557725022871269,0.70635807428714159,0.42252440650730178,0.79465283357303418,0.46947156278589086,0.88294759285892688,0.51641871906448,0.97124235214481969,0.56336587534306903,1.0595371114307122]
[null,null,null,null,null,null,null,null,null,null,null,null,null,null,null,null,null,null,63,0.36319239979163748,0.7128052193506943,0.40859144976559214,0.80190587176953099,0.4539904997395468,0.89100652418836779,0.49938954971350152,0.9801071766072047,0.54478859968745619,1.0692078290260414]
[null,null,null,null,null,null,null,null,null,null,null,null,null,null,null,null,null,null,64,0.35069691743126197,0.7190352370393337,0.39453403211016974,0.80891464166925031,0.43837114678907746,0.89879404629916704,0.48220826146798523,0.98867345092908387,0.52604537614689295,1.0785528555590005]
[null,null,null,null,null,null,null,null,null,null,null,null,null,null,null,null,null,null,65,0.33809460939255959,0.72504622962931997,0.38035643556662951,0.81567700833298495,0.42261826174069944,0.90630778703664994,0.46488008791476942,0.99693856574031503,0.50714191408883935,1.0875693444439798]
[null,null,null,null,null,null,null,null,null,null,null,null,null,null,null,null,null,null,66,{"$f":"T$5*COS($S72*PI()/180)","v":0.32538931446064018},{"$f":"T$5*SIN($S72*PI()/180)","v":0.73083636611408076},{"$f":"V$5*COS($S72*PI()/180)","v":0.36606297876822019},{"$f":"V$5*SIN($S72*PI()/180)","v":0.82219091187834081},{"$f":"X$5*COS($S72*PI()/180)","v":0.40673664307580021},{"$f":"X$5*SIN($S72*PI()/180)","v":0.91354545764260087},{"$f":"Z$5*COS($S72*PI()/180)","v":0.44741030738338028},{"$f":"Z$5*SIN($S72*PI()/180)","v":1.0049000034068611},{"$f":"AB$5*COS($S72*PI()/180)","v":0.48808397169096024},{"$f":"AB$5*SIN($S72*PI()/180)","v":1.0962545491711211}]
[null,null,null,null,null,null,null,null,null,null,null,null,null,null,null,null,null,null,{"$f":"S72+1","v":67},0.31258490279141915,0.73640388276195223,0.35165801564034654,0.8284543681071963,0.39073112848927394,0.92050485345244026,0.42980424133820139,1.0125553387976844,0.46887735418712873,1.1046058241429282]
[null,null,null,null,null,null,null,null,null,null,null,null,null,null,null,null,null,null,68,0.2996852747327296,0.74174708365343001,0.33714593407432075,0.83446546911010866,0.37460659341591196,0.92718385456678742,0.41206725275750317,1.0199022400234663,0.44952791209909432,1.112620625480145]
[null,null,null,null,null,null,null,null,null,null,null,null,null,null,null,null,null,null,69,0.28669435963624029,0.74686434119776146,0.32253115459077036,0.8402223838474816,0.35836794954530038,0.93358042649720174,0.39420474449983045,1.0269384691469221,0.43004153945436047,1.1202965117966421]
[null,null,null,null,null,null,null,null,null,null,null,null,null,null,null,null,null,null,70,0.27361611466053509,0.75175409662872672,0.30781812899310196,0.84572335870731752,0.34202014332566882,0.93969262078590832,0.37622215765823575,1.0336618828644992,0.41042417199080256,1.12763114494309]
[null,null,null,null,null,null,null,null,null,null,null,null,null,null,null,null,null,null,71,0.2604545235657254,0.75641486047945339,0.29301133901144111,0.85096671803938506,0.32556815445715676,0.94551857559931674,0.35812496990287246,1.0400704331592485,0.39068178534858811,1.1346222907191801]
[null,null,null,null,null,null,null,null,null,null,null,null,null,null,null,null,null,null,72,0.24721359549995797,0.76084521303612285,0.27811529493745274,0.85595086466563819,0.30901699437494745,0.95105651629515353,0.33991869381244222,1.0461621679246689,0.37082039324993693,1.1412678195541841]
[null,null,null,null,null,null,null,null,null,null,null,null,null,null,null,null,null,null,73,0.23389736377818943,0.76504380477042844,0.26313453425046313,0.86067428036673188,0.29237170472273677,0.95630475596303544,0.32160887519501047,1.0519352315593391,0.35084604566728411,1.1475657071556424]
[null,null,null,null,null,null,null,null,null,null,null,null,null,null,null,null,null,null,74,0.22050988465359933,0.76900935675065518,0.24807362023529925,0.86513552634448698,0.27563735581699916,0.96126169593831889,0.30320109139869911,1.0573878655321509,0.330764826980399,1.1535140351259827]
[null,null,null,null,null,null,null,null,null,null,null,null,null,null,null,null,null,null,75,0.20705523608201659,0.77274066103125472,0.23293714059226867,0.86933324366016151,0.25881904510252074,0.96592582628906831,0.28470094961277281,1.0625184089179753,0.31058285412302489,1.159110991546882]
[null,null,null,null,null,null,null,null,null,null,null,null,null,null,null,null,null,null,76,0.19353751647973433,0.77623658102079718,0.2177297060397011,0.87326615364839688,0.2419218955996679,0.97029572627599647,0.26611408515963469,1.0673252989035962,0.29030627471960146,1.1643548715311958]
[null,null,null,null,null,null,null,null,null,null,null,null,null,null,null,null,null,null,77,0.17996084347509195,0.77949605182818826,0.20245594890947843,0.87693305830671175,0.22495105434386492,0.97437006478523525,0.24744615977825143,1.0718070712637588,0.26994126521263789,1.1692440777422823]
[null,null,null,null,null,null,null,null,null,null,null,null,null,null,null,null,null,null,78,0.16632935265420756,0.78251808058704453,0.18712052173598351,0.88033284066042505,0.20791169081775945,0.97814760073380558,0.22870285989953543,1.0759623608071862,0.24949402898131134,1.1737771208805667]
[null,null,null,null,null,null,null,null,null,null,null,null,null,null,null,null,null,null,79,0.15264719630123594,0.78530174675813125,0.17172809583889043,0.88346446510289756,0.19080899537654492,0.98162718344766398,0.20988989491419943,1.0797899017924304,0.22897079445185389,1.1779526201371968]
[null,null,null,null,null,null,null,null,null,null,null,null,null,null,null,null,null,null,80,0.13891854213354435,0.78784620240976644,0.15628335990023737,0.88632697771098723,0.17364817766693041,0.98480775301220802,0.19101299543362346,1.0832885283134288,0.20837781320031648,1.1817693036146495]
[null,null,null,null,null,null,null,null,null,null,null,null,null,null,null,null,null,null,81,0.12514757203218474,0.79015067247611026,0.14079101853620785,0.88891950653562402,0.15643446504023092,0.98768834059513777,0.17207791154425403,1.0864571746546516,0.18772135804827711,1.1852260087141653]
[null,null,null,null,null,null,null,null,null,null,null,null,null,null,null,null,null,null,82,0.11133848076805256,0.79221445499325627,0.12525579086405914,0.89124126186741326,0.13917310096006569,0.99026806874157025,0.15309041105607227,1.0892948756157275,0.16700772115207882,1.1883216824898843]
[null,null,null,null,null,null,null,null,null,null,null,null,null,null,null,null,null,null,83,9.7495474724118E-2,0.79403692131305759,0.10968240906463274,0.89329153647718984,0.12186934340514749,0.99254615164132198,0.13405627774566226,1.0918007668054543,0.14624321208617699,1.1910553819695864]
[null,null,null,null,null,null,null,null,null,null,null,null,null,null,null,null,null,null,84,8.3622770614122766E-2,0.79561751629461863,9.4075616940888118E-2,0.89506970583144596,0.10452846326765346,0.99452189536827329,0.11498130959441881,1.0939740849051007,0.12543415592118415,1.1934262744419279]
[null,null,null,null,null,null,null,null,null,null,null,null,null,null,null,null,null,null,85,6.9724594198126516E-2,0.7969557584733965,7.8440168472892327E-2,0.89657522828257097,8.7155742747658138E-2,0.99619469809174555,9.5871317022423963E-2,1.0958141679009201,0.10458689129718976,1.1954336377100947]
[null,null,null,null,null,null,null,null,null,null,null,null,null,null,null,null,null,null,86,5.5805178995300367E-2,0.79805124020785945,6.2780826369712911E-2,0.89780764523384182,6.9756473744125455E-2,0.9975640502598242,7.6732121118538013E-2,1.0973204552858067,8.3707768492950543E-2,1.1970768603117889]
[null,null,null,null,null,null,null,null,null,null,null,null,null,null,null,null,null,null,87,4.1868764994355177E-2,0.79890362780365909,4.7102360618649572E-2,0.89876658127911646,5.2335956242943966E-2,0.99862953475457383,5.7569551867238368E-2,1.0984924882300313,6.2803147491532763E-2,1.1983554417054885]
[null,null,null,null,null,null,null,null,null,null,null,null,null,null,null,null,null,null,88,2.7919597362000864E-2,0.79951266161527668,3.1409547032250976E-2,0.89945174431718622,3.489949670250108E-2,0.99939082701909576,3.8389446372751192E-2,1.0993299097210054,4.1879396043001296E-2,1.199268992422915]
[null,null,null,null,null,null,null,null,null,null,null,null,null,null,null,null,null,null,89,1.3961925149826701E-2,0.79987815612511304,1.570716579355504E-2,0.89986292564075221,1.7452406437283376E-2,0.99984769515639127,1.9197647081011716E-2,1.0998324646720306,2.094288772474005E-2,1.1998172341876694]
[null,null,null,null,null,null,null,null,null,null,null,null,null,null,null,null,null,null,90,4.90059381963448E-17,0.8,5.51316804708879E-17,0.9,6.1257422745431001E-17,1,6.7383165019974101E-17,1.1000000000000001,7.3508907294517201E-17,1.2]
[null,null,null,null,null,null,null,null,null,null,null,null,null,null,null,null,null,null,91,-1.3961925149826783E-2,0.79987815612511304,-1.570716579355513E-2,0.89986292564075221,-1.7452406437283477E-2,0.99984769515639127,-1.9197647081011827E-2,1.0998324646720306,-2.0942887724740171E-2,1.1998172341876694]
[null,null,null,null,null,null,null,null,null,null,null,null,null,null,null,null,null,null,92,-2.7919597362000587E-2,0.79951266161527668,-3.1409547032250663E-2,0.89945174431718622,-3.4899496702500733E-2,0.99939082701909576,-3.838944637275081E-2,1.0993299097210054,-4.187939604300088E-2,1.199268992422915]
[null,null,null,null,null,null,null,null,null,null,null,null,null,null,null,null,null,null,93,-4.18687649943549E-2,0.79890362780365909,-4.710236061864926E-2,0.89876658127911646,-5.233595624294362E-2,0.99862953475457383,-5.7569551867237986E-2,1.0984924882300313,-6.2803147491532346E-2,1.1983554417054885]
[null,null,null,null,null,null,null,null,null,null,null,null,null,null,null,null,null,null,94,-5.580517899530027E-2,0.79805124020785945,-6.27808263697128E-2,0.89780764523384182,-6.975647374412533E-2,0.9975640502598242,-7.6732121118537874E-2,1.0973204552858067,-8.3707768492950391E-2,1.1970768603117889]
[null,null,null,null,null,null,null,null,null,null,null,null,null,null,null,null,null,null,95,-6.9724594198126585E-2,0.7969557584733965,-7.844016847289241E-2,0.89657522828257097,-8.7155742747658235E-2,0.99619469809174555,-9.587131702242406E-2,1.0958141679009201,-0.10458689129718989,1.1954336377100947]
[null,null,null,null,null,null,null,null,null,null,null,null,null,null,null,null,null,null,96,-8.3622770614122668E-2,0.79561751629461874,-9.4075616940888007E-2,0.89506970583144607,-0.10452846326765333,0.9945218953682734,-0.11498130959441867,1.0939740849051007,-0.12543415592118398,1.1934262744419279]
[null,null,null,null,null,null,null,null,null,null,null,null,null,null,null,null,null,null,97,-9.7495474724117903E-2,0.7940369213130577,-0.10968240906463263,0.89329153647718995,-0.12186934340514737,0.99254615164132209,-0.13405627774566212,1.0918007668054543,-0.14624321208617683,1.1910553819695864]
[null,null,null,null,null,null,null,null,null,null,null,null,null,null,null,null,null,null,98,-0.11133848076805229,0.79221445499325638,-0.12525579086405883,0.89124126186741337,-0.13917310096006535,0.99026806874157036,-0.15309041105607191,1.0892948756157275,-0.16700772115207843,1.1883216824898843]
[null,null,null,null,null,null,null,null,null,null,null,null,null,null,null,null,null,null,99,-0.12514757203218482,0.79015067247611015,-0.14079101853620793,0.8889195065356239,-0.15643446504023104,0.98768834059513766,-0.17207791154425414,1.0864571746546514,-0.18772135804827725,1.1852260087141651]
[null,null,null,null,null,null,null,null,null,null,null,null,null,null,null,null,null,null,100,-0.13891854213354424,0.78784620240976644,-0.15628335990023728,0.88632697771098723,-0.1736481776669303,0.98480775301220802,-0.19101299543362335,1.0832885283134288,-0.20837781320031637,1.1817693036146495]
[null,null,null,null,null,null,null,null,null,null,null,null,null,null,null,null,null,null,101,-0.15264719630123585,0.78530174675813125,-0.17172809583889032,0.88346446510289756,-0.1908089953765448,0.98162718344766398,-0.20988989491419929,1.0797899017924304,-0.22897079445185375,1.1779526201371968]
[null,null,null,null,null,null,null,null,null,null,null,null,null,null,null,null,null,null,102,-0.16632935265420731,0.78251808058704464,-0.1871205217359832,0.88033284066042516,-0.20791169081775912,0.97814760073380569,-0.22870285989953504,1.0759623608071864,-0.24949402898131093,1.1737771208805667]
[null,null,null,null,null,null,null,null,null,null,null,null,null,null,null,null,null,null,103,-0.17996084347509186,0.77949605182818826,-0.20245594890947832,0.87693305830671175,-0.22495105434386481,0.97437006478523525,-0.24744615977825132,1.0718070712637588,-0.26994126521263778,1.1692440777422823]
[null,null,null,null,null,null,null,null,null,null,null,null,null,null,null,null,null,null,104,-0.19353751647973425,0.77623658102079718,-0.21772970603970102,0.87326615364839688,-0.24192189559966779,0.97029572627599647,-0.26611408515963458,1.0673252989035962,-0.29030627471960135,1.1643548715311958]
[null,null,null,null,null,null,null,null,null,null,null,null,null,null,null,null,null,null,105,-0.2070552360820167,0.77274066103125472,-0.23293714059226878,0.86933324366016151,-0.25881904510252085,0.96592582628906831,-0.28470094961277298,1.0625184089179753,-0.310582854123025,1.159110991546882]
[null,null,null,null,null,null,null,null,null,null,null,null,null,null,null,null,null,null,106,-0.22050988465359925,0.76900935675065518,-0.24807362023529916,0.86513552634448698,-0.27563735581699905,0.96126169593831889,-0.303201091398699,1.0573878655321509,-0.33076482698039883,1.1535140351259827]
[null,null,null,null,null,null,null,null,null,null,null,null,null,null,null,null,null,null,107,-0.23389736377818934,0.76504380477042844,-0.26313453425046301,0.86067428036673199,-0.29237170472273666,0.95630475596303555,-0.32160887519501036,1.0519352315593391,-0.350846045667284,1.1475657071556427]
[null,null,null,null,null,null,null,null,null,null,null,null,null,null,null,null,null,null,108,-0.24721359549995789,0.76084521303612296,-0.27811529493745263,0.8559508646656383,-0.30901699437494734,0.95105651629515364,-0.33991869381244211,1.0461621679246691,-0.37082039324993682,1.1412678195541843]
[null,null,null,null,null,null,null,null,null,null,null,null,null,null,null,null,null,null,109,-0.26045452356572513,0.7564148604794535,-0.29301133901144077,0.85096671803938517,-0.32556815445715642,0.94551857559931685,-0.35812496990287207,1.0400704331592485,-0.39068178534858772,1.1346222907191801]
[null,null,null,null,null,null,null,null,null,null,null,null,null,null,null,null,null,null,110,-0.27361611466053498,0.75175409662872683,-0.30781812899310185,0.84572335870731763,-0.34202014332566871,0.93969262078590843,-0.37622215765823563,1.0336618828644994,-0.41042417199080244,1.12763114494309]
[null,null,null,null,null,null,null,null,null,null,null,null,null,null,null,null,null,null,111,-0.28669435963624024,0.74686434119776146,-0.32253115459077025,0.8402223838474816,-0.35836794954530027,0.93358042649720174,-0.39420474449983034,1.0269384691469221,-0.4300415394543603,1.1202965117966421]
[null,null,null,null,null,null,null,null,null,null,null,null,null,null,null,null,null,null,112,-0.29968527473272966,0.74174708365343001,-0.33714593407432086,0.83446546911010866,-0.37460659341591207,0.92718385456678742,-0.41206725275750333,1.0199022400234663,-0.44952791209909448,1.112620625480145]
[null,null,null,null,null,null,null,null,null,null,null,null,null,null,null,null,null,null,113,-0.31258490279141893,0.73640388276195234,-0.35165801564034627,0.8284543681071963,-0.3907311284892736,0.92050485345244037,-0.429804241338201,1.0125553387976844,-0.46887735418712828,1.1046058241429284]
[null,null,null,null,null,null,null,null,null,null,null,null,null,null,null,null,null,null,114,-0.32538931446064007,0.73083636611408087,-0.36606297876822003,0.82219091187834092,-0.40673664307580004,0.91354545764260098,-0.44741030738338006,1.0049000034068611,-0.48808397169096002,1.0962545491711211]
[null,null,null,null,null,null,null,null,null,null,null,null,null,null,null,null,null,null,115,-0.33809460939255948,0.72504622962932008,-0.3803564355666294,0.81567700833298507,-0.42261826174069933,0.90630778703665005,-0.46488008791476931,0.99693856574031514,-0.50714191408883913,1.08756934444398]
[null,null,null,null,null,null,null,null,null,null,null,null,null,null,null,null,null,null,116,-0.35069691743126202,0.71903523703933359,-0.3945340321101698,0.8089146416692502,-0.43837114678907751,0.89879404629916693,-0.48220826146798529,0.98867345092908365,-0.52604537614689295,1.0785528555590003]
[null,null,null,null,null,null,null,null,null,null,null,null,null,null,null,null,null,null,117,-0.36319239979163737,0.71280521935069441,-0.40859144976559203,0.8019058717695311,-0.45399049973954669,0.8910065241883679,-0.49938954971350141,0.98010717660720481,-0.54478859968745597,1.0692078290260414]
[null,null,null,null,null,null,null,null,null,null,null,null,null,null,null,null,null,null,118,-0.37557725022871247,0.7063580742871417,-0.4225244065073015,0.7946528335730344,-0.46947156278589053,0.8829475928589271,-0.51641871906447967,0.97124235214481991,-0.56336587534306859,1.0595371114307124]
[null,null,null,null,null,null,null,null,null,null,null,null,null,null,null,null,null,null,119,-0.3878476961970696,0.6996957657115167,-0.4363286582217033,0.78715773642545628,-0.484809620246337,0.87461970713939585,-0.5332905822709707,0.96208167785333554,-0.5817715442956044,1.0495436485672749]
[null,null,null,null,null,null,null,null,null,null,null,null,null,null,null,null,null,null,120,-0.39999999999999986,0.69282032302755103,-0.44999999999999979,0.77942286340599487,-0.49999999999999978,0.86602540378443871,-0.54999999999999982,0.95262794416288266,-0.59999999999999976,1.0392304845413265]
[null,null,null,null,null,null,null,null,null,null,null,null,null,null,null,null,null,null,121,-0.41203045992804344,0.68573384056168996,-0.46353426741904885,0.77145057063190114,-0.51503807491005427,0.85716730070211233,-0.56654188240105974,0.94288403077232363,-0.6180456898920651,1.0286007608425347]
[null,null,null,null,null,null,null,null,null,null,null,null,null,null,null,null,null,null,122,-0.42393541138656388,0.67843847692514092,-0.47692733780988433,0.76324328654078344,-0.52991926423320479,0.84804809615642607,-0.5829111906565253,0.9328529057720687,-0.6359031170798457,1.0176577153877113]
[null,null,null,null,null,null,null,null,null,null,null,null,null,null,null,null,null,null,123,-0.43571122801202167,0.6709364543563392,-0.49017513151352438,0.75480351115088151,-0.54463903501502708,0.83867056794542394,-0.59910293851652985,0.92253762473996637,-0.6535668420180325,1.0064046815345087]
[null,null,null,null,null,null,null,null,null,null,null,null,null,null,null,null,null,null,124,-0.44735432277659737,0.66323005804403345,-0.50327361312367203,0.74613381529953759,-0.55919290347074668,0.82903757255504174,-0.61511219381782145,0.91194132981054599,-0.671031484164896,0.99484508706605002]
[null,null,null,null,null,null,null,null,null,null,null,null,null,null,null,null,null,null,125,-0.45886114908083669,0.65532163543119371,-0.51621879271594129,0.73723683986009281,-0.57357643635104583,0.81915204428899202,-0.63093407998615048,0.90106724871789134,-0.68829172362125501,0.98298245314679034]
[null,null,null,null,null,null,null,null,null,null,null,null,null,null,null,null,null,null,126,-0.47022820183397845,0.64721359549995805,-0.52900672706322571,0.72811529493745275,-0.58778525229247303,0.80901699437494745,-0.64656377752172034,0.88991869381244226,-0.70534230275096765,0.97082039324993685]
[null,null,null,null,null,null,null,null,null,null,null,null,null,null,null,null,null,null,127,-0.48145201852163871,0.63890840803783422,-0.54163352083684357,0.71877195904256341,-0.60181502315204838,0.79863551004729272,-0.66199652546725329,0.87849906105202202,-0.72217802778245799,0.95836261205675122]
[null,null,null,null,null,null,null,null,null,null,null,null,null,null,null,null,null,null,128,-0.49252918026052667,0.6304086028853777,-0.55409532779309245,0.70920967824604986,-0.61566147532565829,0.78801075360672201,-0.67722762285822413,0.86681182896739428,-0.73879377039078997,0.94561290432806633]
[null,null,null,null,null,null,null,null,null,null,null,null,null,null,null,null,null,null,129,-0.5034563128398698,0.62171676916557683,-0.5663883519448536,0.69943136531127392,-0.62932039104983728,0.77714596145697101,-0.69225243015482107,0.85486055760266821,-0.75518446925980476,0.93257515374836519]
[null,null,null,null,null,null,null,null,null,null,null,null,null,null,null,null,null,null,130,{"$f":"T$5*COS($S136*PI()/180)","v":-0.51423008774923151},{"$f":"T$5*SIN($S136*PI()/180)","v":0.61283555449518246},{"$f":"V$5*COS($S136*PI()/180)","v":-0.57850884871788544},{"$f":"V$5*SIN($S136*PI()/180)","v":0.68943999880708018},{"$f":"X$5*COS($S136*PI()/180)","v":-0.64278760968653936},{"$f":"X$5*SIN($S136*PI()/180)","v":0.76604444311897801},{"$f":"Z$5*COS($S136*PI()/180)","v":-0.7070663706551934},{"$f":"Z$5*SIN($S136*PI()/180)","v":0.84264888743087585},{"$f":"AB$5*COS($S136*PI()/180)","v":-0.77134513162384721},{"$f":"AB$5*SIN($S136*PI()/180)","v":0.91925333174277357}]
[null,null,null,null,null,null,null,null,null,null,null,null,null,null,null,null,null,null,{"$f":"S136+1","v":131},-0.52484722319240606,0.60376766417821748,-0.59045312609145673,0.67923862220049458,-0.6560590289905075,0.75470958022277179,-0.72166493188955827,0.830180538245049,-0.78727083478860893,0.90565149626732611]
[null,null,null,null,null,null,null,null,null,null,null,null,null,null,null,null,null,null,132,-0.53530448508708661,0.5945158603819154,-0.60221754572297248,0.66883034292965482,-0.66913060635885824,0.74314482547739424,-0.73604366699474411,0.81745930802513378,-0.80295672763062986,0.89177379057287309]
[null,null,null,null,null,null,null,null,null,null,null,null,null,null,null,null,null,null,133,-0.54559868804999867,0.58508296129533643,-0.61379852405624857,0.6582183314572535,-0.68199836006249837,0.73135370161917057,-0.75019819606874827,0.80448907178108764,-0.81839803207499806,0.87762444194300471]
[null,null,null,null,null,null,null,null,null,null,null,null,null,null,null,null,null,null,134,-0.55572669636719763,0.57547184027092113,-0.62519253341309733,0.64740582030478633,-0.69465837045899703,0.71933980033865141,-0.76412420750489685,0.79127378037251661,-0.83359004455079644,0.8632077604063817]
[null,null,null,null,null,null,null,null,null,null,null,null,null,null,null,null,null,null,135,-0.56568542494923801,0.56568542494923812,-0.63639610306789274,0.63639610306789285,-0.70710678118654746,0.70710678118654757,-0.7778174593052023,0.77781745930520241,-0.84852813742385691,0.84852813742385702]
[null,null,null,null,null,null,null,null,null,null,null,null,null,null,null,null,null,null,136,-0.57547184027092102,0.55572669636719774,-0.64740582030478611,0.62519253341309744,-0.71933980033865119,0.69465837045899714,-0.79127378037251639,0.76412420750489696,-0.86320776040638136,0.83359004455079655]
[null,null,null,null,null,null,null,null,null,null,null,null,null,null,null,null,null,null,137,-0.58508296129533643,0.54559868804999889,-0.65821833145725339,0.6137985240562488,-0.73135370161917046,0.68199836006249859,-0.80448907178108753,0.75019819606874849,-0.87762444194300449,0.81839803207499828]
[null,null,null,null,null,null,null,null,null,null,null,null,null,null,null,null,null,null,138,-0.59451586038191528,0.53530448508708672,-0.6688303429296546,0.60221754572297248,-0.74314482547739402,0.66913060635885835,-0.81745930802513345,0.73604366699474422,-0.89177379057287276,0.80295672763062997]
[null,null,null,null,null,null,null,null,null,null,null,null,null,null,null,null,null,null,139,-0.6037676641782177,0.52484722319240584,-0.6792386222004948,0.59045312609145661,-0.75470958022277201,0.65605902899050728,-0.83018053824504934,0.72166493188955805,-0.90565149626732633,0.78727083478860871]
[null,null,null,null,null,null,null,null,null,null,null,null,null,null,null,null,null,null,140,-0.61283555449518234,0.51423008774923162,-0.68943999880708018,0.57850884871788555,-0.7660444431189779,0.64278760968653947,-0.84264888743087574,0.70706637065519351,-0.91925333174277346,0.77134513162384732]
[null,null,null,null,null,null,null,null,null,null,null,null,null,null,null,null,null,null,141,-0.62171676916557661,0.50345631283987025,-0.69943136531127359,0.56638835194485393,-0.77714596145697068,0.62932039104983772,-0.85486055760266777,0.69225243015482152,-0.93257515374836475,0.7551844692598052]
[null,null,null,null,null,null,null,null,null,null,null,null,null,null,null,null,null,null,142,-0.63040860288537759,0.49252918026052672,-0.70920967824604975,0.55409532779309256,-0.7880107536067219,0.6156614753256584,-0.86681182896739417,0.67722762285822424,-0.94561290432806622,0.73879377039079008]
[null,null,null,null,null,null,null,null,null,null,null,null,null,null,null,null,null,null,143,-0.63890840803783444,0.48145201852163855,-0.71877195904256364,0.54163352083684335,-0.79863551004729294,0.60181502315204816,-0.87849906105202236,0.66199652546725307,-0.95836261205675144,0.72217802778245777]
[null,null,null,null,null,null,null,null,null,null,null,null,null,null,null,null,null,null,144,-0.64721359549995794,0.47022820183397862,-0.72811529493745264,0.52900672706322593,-0.80901699437494734,0.58778525229247325,-0.88991869381244215,0.64656377752172067,-0.97082039324993674,0.70534230275096788]
[null,null,null,null,null,null,null,null,null,null,null,null,null,null,null,null,null,null,145,-0.65532163543119326,0.45886114908083714,-0.73723683986009247,0.51621879271594173,-0.81915204428899158,0.57357643635104638,-0.90106724871789079,0.63093407998615103,-0.98298245314678989,0.68829172362125568]
[null,null,null,null,null,null,null,null,null,null,null,null,null,null,null,null,null,null,146,-0.66323005804403334,0.44735432277659753,-0.74613381529953748,0.50327361312367225,-0.82903757255504162,0.5591929034707469,-0.91194132981054588,0.61511219381782167,-0.9948450870660499,0.67103148416489622]
[null,null,null,null,null,null,null,null,null,null,null,null,null,null,null,null,null,null,147,-0.67093645435633942,0.43571122801202161,-0.75480351115088173,0.49017513151352426,-0.83867056794542416,0.54463903501502697,-0.9225376247399667,0.59910293851652974,-1.0064046815345089,0.65356684201803239]
[null,null,null,null,null,null,null,null,null,null,null,null,null,null,null,null,null,null,148,-0.67843847692514081,0.42393541138656393,-0.76324328654078333,0.47692733780988444,-0.84804809615642596,0.5299192642332049,-0.93285290577206859,0.58291119065652541,-1.0176577153877111,0.63590311707984581]
[null,null,null,null,null,null,null,null,null,null,null,null,null,null,null,null,null,null,149,-0.68573384056168984,0.41203045992804355,-0.77145057063190103,0.46353426741904896,-0.85716730070211222,0.51503807491005438,-0.94288403077232352,0.56654188240105985,-1.0286007608425347,0.61804568989206521]
[null,null,null,null,null,null,null,null,null,null,null,null,null,null,null,null,null,null,150,-0.69282032302755103,0.39999999999999997,-0.77942286340599487,0.44999999999999996,-0.86602540378443871,0.49999999999999994,-0.95262794416288266,0.54999999999999993,-1.0392304845413265,0.59999999999999987]
[null,null,null,null,null,null,null,null,null,null,null,null,null,null,null,null,null,null,151,-0.69969576571151659,0.38784769619706977,-0.78715773642545617,0.43632865822170347,-0.87461970713939574,0.48480962024633717,-0.96208167785333543,0.53329058227097093,-1.0495436485672749,0.58177154429560463]
[null,null,null,null,null,null,null,null,null,null,null,null,null,null,null,null,null,null,152,-0.70635807428714148,0.37557725022871291,-0.79465283357303407,0.422524406507302,-0.88294759285892677,0.46947156278589108,-0.97124235214481958,0.51641871906448023,-1.0595371114307122,0.56336587534306926]
[null,null,null,null,null,null,null,null,null,null,null,null,null,null,null,null,null,null,153,-0.7128052193506943,0.36319239979163753,-0.80190587176953099,0.4085914497655922,-0.89100652418836779,0.45399049973954686,-0.9801071766072047,0.49938954971350158,-1.0692078290260414,0.54478859968745619]
[null,null,null,null,null,null,null,null,null,null,null,null,null,null,null,null,null,null,154,-0.7190352370393337,0.35069691743126186,-0.80891464166925031,0.39453403211016957,-0.89879404629916704,0.43837114678907729,-0.98867345092908387,0.48220826146798507,-1.0785528555590005,0.52604537614689273]
[null,null,null,null,null,null,null,null,null,null,null,null,null,null,null,null,null,null,155,-0.72504622962931997,0.33809460939255964,-0.81567700833298495,0.38035643556662957,-0.90630778703664994,0.4226182617406995,-0.99693856574031503,0.46488008791476948,-1.0875693444439798,0.50714191408883935]
[null,null,null,null,null,null,null,null,null,null,null,null,null,null,null,null,null,null,156,-0.73083636611408065,0.32538931446064034,-0.8221909118783407,0.36606297876822042,-0.91354545764260076,0.40673664307580043,-1.0049000034068609,0.4474103073833805,-1.0962545491711209,0.48808397169096052]
[null,null,null,null,null,null,null,null,null,null,null,null,null,null,null,null,null,null,157,-0.73640388276195212,0.31258490279141937,-0.82845436810719619,0.35165801564034677,-0.92050485345244015,0.39073112848927416,-1.0125553387976842,0.42980424133820161,-1.1046058241429282,0.46887735418712895]
[null,null,null,null,null,null,null,null,null,null,null,null,null,null,null,null,null,null,158,-0.7417470836534299,0.29968527473272982,-0.83446546911010855,0.33714593407432103,-0.92718385456678731,0.37460659341591224,-1.0199022400234661,0.4120672527575035,-1.1126206254801447,0.44952791209909465]
[null,null,null,null,null,null,null,null,null,null,null,null,null,null,null,null,null,null,159,-0.74686434119776146,0.28669435963624018,-0.8402223838474816,0.3225311545907702,-0.93358042649720174,0.35836794954530021,-1.0269384691469221,0.39420474449983028,-1.1202965117966421,0.43004153945436024]
[null,null,null,null,null,null,null,null,null,null,null,null,null,null,null,null,null,null,160,-0.75175409662872672,0.27361611466053509,-0.84572335870731752,0.30781812899310201,-0.93969262078590832,0.34202014332566888,-1.0336618828644992,0.3762221576582358,-1.12763114494309,0.41042417199080267]
[null,null,null,null,null,null,null,null,null,null,null,null,null,null,null,null,null,null,161,-0.75641486047945339,0.26045452356572563,-0.85096671803938506,0.29301133901144133,-0.94551857559931674,0.32556815445715703,-1.0400704331592485,0.35812496990287279,-1.1346222907191801,0.39068178534858844]
[null,null,null,null,null,null,null,null,null,null,null,null,null,null,null,null,null,null,162,-0.76084521303612285,0.24721359549995803,-0.85595086466563819,0.27811529493745274,-0.95105651629515353,0.30901699437494751,-1.0461621679246689,0.33991869381244227,-1.1412678195541841,0.37082039324993699]
[null,null,null,null,null,null,null,null,null,null,null,null,null,null,null,null,null,null,163,-0.76504380477042844,0.23389736377818965,-0.86067428036673188,0.26313453425046335,-0.95630475596303544,0.29237170472273705,-1.0519352315593391,0.3216088751950108,-1.1475657071556424,0.35084604566728445]
[null,null,null,null,null,null,null,null,null,null,null,null,null,null,null,null,null,null,164,-0.76900935675065496,0.22050988465359975,-0.86513552634448687,0.24807362023529969,-0.96126169593831867,0.27563735581699966,-1.0573878655321507,0.30320109139869966,-1.1535140351259823,0.33076482698039961]
[null,null,null,null,null,null,null,null,null,null,null,null,null,null,null,null,null,null,165,-0.77274066103125461,0.20705523608201681,-0.8693332436601614,0.23293714059226892,-0.9659258262890682,0.25881904510252102,-1.0625184089179751,0.28470094961277315,-1.1591109915468818,0.31058285412302522]
[null,null,null,null,null,null,null,null,null,null,null,null,null,null,null,null,null,null,166,-0.77623658102079718,0.19353751647973419,-0.87326615364839688,0.21772970603970096,-0.97029572627599647,0.24192189559966773,-1.0673252989035962,0.26611408515963453,-1.1643548715311958,0.29030627471960124]
[null,null,null,null,null,null,null,null,null,null,null,null,null,null,null,null,null,null,167,-0.77949605182818826,0.17996084347509184,-0.87693305830671175,0.20245594890947829,-0.97437006478523525,0.22495105434386478,-1.0718070712637588,0.24744615977825127,-1.1692440777422823,0.26994126521263773]
[null,null,null,null,null,null,null,null,null,null,null,null,null,null,null,null,null,null,168,-0.78251808058704464,0.16632935265420745,-0.88033284066042516,0.1871205217359834,-0.97814760073380569,0.20791169081775931,-1.0759623608071864,0.22870285989953526,-1.1737771208805667,0.24949402898131118]
[null,null,null,null,null,null,null,null,null,null,null,null,null,null,null,null,null,null,169,-0.78530174675813125,0.15264719630123599,-0.88346446510289756,0.17172809583889048,-0.98162718344766398,0.19080899537654497,-1.0797899017924304,0.20988989491419949,-1.1779526201371968,0.22897079445185395]
[null,null,null,null,null,null,null,null,null,null,null,null,null,null,null,null,null,null,170,-0.78784620240976644,0.13891854213354424,-0.88632697771098723,0.15628335990023726,-0.98480775301220802,0.17364817766693028,-1.0832885283134288,0.19101299543362332,-1.1817693036146495,0.20837781320031631]
[null,null,null,null,null,null,null,null,null,null,null,null,null,null,null,null,null,null,171,-0.79015067247611015,0.1251475720321848,-0.8889195065356239,0.14079101853620787,-0.98768834059513766,0.15643446504023098,-1.0864571746546514,0.17207791154425409,-1.1852260087141651,0.18772135804827716]
[null,null,null,null,null,null,null,null,null,null,null,null,null,null,null,null,null,null,172,-0.79221445499325627,0.1113384807680526,-0.89124126186741326,0.12525579086405916,-0.99026806874157025,0.13917310096006574,-1.0892948756157275,0.15309041105607232,-1.1883216824898843,0.16700772115207888]
[null,null,null,null,null,null,null,null,null,null,null,null,null,null,null,null,null,null,173,-0.79403692131305759,9.7495474724118042E-2,-0.89329153647718984,0.10968240906463279,-0.99254615164132198,0.12186934340514755,-1.0918007668054543,0.13405627774566231,-1.1910553819695864,0.14624321208617705]
[null,null,null,null,null,null,null,null,null,null,null,null,null,null,null,null,null,null,174,-0.79561751629461863,8.3622770614122988E-2,-0.89506970583144596,9.4075616940888368E-2,-0.99452189536827329,0.10452846326765373,-1.0939740849051007,0.11498130959441911,-1.1934262744419279,0.12543415592118448]
[null,null,null,null,null,null,null,null,null,null,null,null,null,null,null,null,null,null,175,-0.7969557584733965,6.9724594198126918E-2,-0.89657522828257097,7.8440168472892771E-2,-0.99619469809174555,8.7155742747658638E-2,-1.0958141679009201,9.5871317022424504E-2,-1.1954336377100947,0.10458689129719036]
[null,null,null,null,null,null,null,null,null,null,null,null,null,null,null,null,null,null,176,-0.79805124020785945,5.5805178995300422E-2,-0.89780764523384182,6.278082636971298E-2,-0.9975640502598242,6.9756473744125524E-2,-1.0973204552858067,7.6732121118538082E-2,-1.1970768603117889,8.3707768492950627E-2]
[null,null,null,null,null,null,null,null,null,null,null,null,null,null,null,null,null,null,177,-0.79890362780365909,4.1868764994355046E-2,-0.89876658127911646,4.7102360618649426E-2,-0.99862953475457383,5.2335956242943807E-2,-1.0984924882300313,5.7569551867238195E-2,-1.1983554417054885,6.2803147491532568E-2]
[null,null,null,null,null,null,null,null,null,null,null,null,null,null,null,null,null,null,178,-0.79951266161527668,2.7919597362000559E-2,-0.89945174431718622,3.1409547032250629E-2,-0.99939082701909576,3.4899496702500699E-2,-1.0993299097210054,3.8389446372750768E-2,-1.199268992422915,4.1879396043000838E-2]
[null,null,null,null,null,null,null,null,null,null,null,null,null,null,null,null,null,null,179,-0.79987815612511304,1.3961925149826752E-2,-0.89986292564075221,1.5707165793555095E-2,-0.99984769515639127,1.7452406437283439E-2,-1.0998324646720306,1.9197647081011786E-2,-1.1998172341876694,2.0942887724740126E-2]
[null,null,null,null,null,null,null,null,null,null,null,null,null,null,null,null,null,null,180,-0.8,9.8011876392689601E-17,-0.9,1.102633609417758E-16,-1,1.22514845490862E-16,-1.1000000000000001,1.347663300399482E-16,-1.2,1.470178145890344E-16]
[null,null,null,null,null,null,null,null,null,null,null,null,null,null,null,null,null,null,181,-0.79987815612511304,-1.3961925149826554E-2,-0.89986292564075221,-1.5707165793554873E-2,-0.99984769515639127,-1.7452406437283192E-2,-1.0998324646720306,-1.9197647081011512E-2,-1.1998172341876694,-2.0942887724739831E-2]
[null,null,null,null,null,null,null,null,null,null,null,null,null,null,null,null,null,null,182,-0.79951266161527668,-2.7919597362000722E-2,-0.89945174431718622,-3.1409547032250809E-2,-0.99939082701909576,-3.48994967025009E-2,-1.0993299097210054,-3.838944637275099E-2,-1.199268992422915,-4.1879396043001081E-2]
[null,null,null,null,null,null,null,null,null,null,null,null,null,null,null,null,null,null,183,-0.79890362780365909,-4.1868764994354851E-2,-0.89876658127911646,-4.7102360618649204E-2,-0.99862953475457383,-5.2335956242943557E-2,-1.0984924882300313,-5.7569551867237917E-2,-1.1983554417054885,-6.2803147491532263E-2]
[null,null,null,null,null,null,null,null,null,null,null,null,null,null,null,null,null,null,184,-0.79805124020785945,-5.5805178995299867E-2,-0.89780764523384193,-6.2780826369712356E-2,-0.99756405025982431,-6.9756473744124831E-2,-1.0973204552858069,-7.6732121118537319E-2,-1.1970768603117892,-8.3707768492949794E-2]
[null,null,null,null,null,null,null,null,null,null,null,null,null,null,null,null,null,null,185,-0.7969557584733965,-6.9724594198126363E-2,-0.89657522828257097,-7.8440168472892147E-2,-0.99619469809174555,-8.7155742747657944E-2,-1.0958141679009201,-9.5871317022423741E-2,-1.1954336377100947,-0.10458689129718952]
[null,null,null,null,null,null,null,null,null,null,null,null,null,null,null,null,null,null,186,-0.79561751629461874,-8.3622770614122446E-2,-0.89506970583144607,-9.4075616940887757E-2,-0.9945218953682734,-0.10452846326765305,-1.0939740849051007,-0.11498130959441837,-1.1934262744419279,-0.12543415592118365]
[null,null,null,null,null,null,null,null,null,null,null,null,null,null,null,null,null,null,187,-0.79403692131305759,-9.7495474724118195E-2,-0.89329153647718984,-0.10968240906463297,-0.99254615164132198,-0.12186934340514774,-1.0918007668054543,-0.13405627774566253,-1.1910553819695864,-0.14624321208617727]
[null,null,null,null,null,null,null,null,null,null,null,null,null,null,null,null,null,null,188,-0.79221445499325627,-0.11133848076805242,-0.89124126186741326,-0.12525579086405897,-0.99026806874157025,-0.13917310096006552,-1.0892948756157275,-0.15309041105607207,-1.1883216824898843,-0.16700772115207863]
[null,null,null,null,null,null,null,null,null,null,null,null,null,null,null,null,null,null,189,-0.79015067247611026,-0.1251475720321846,-0.88891950653562402,-0.14079101853620765,-0.98768834059513777,-0.15643446504023073,-1.0864571746546516,-0.17207791154425381,-1.1852260087141653,-0.18772135804827686]
[null,null,null,null,null,null,null,null,null,null,null,null,null,null,null,null,null,null,190,-0.78784620240976644,-0.13891854213354438,-0.88632697771098723,-0.15628335990023742,-0.98480775301220802,-0.17364817766693047,-1.0832885283134288,-0.19101299543362354,-1.1817693036146495,-0.20837781320031656]
[null,null,null,null,null,null,null,null,null,null,null,null,null,null,null,null,null,null,191,-0.78530174675813125,-0.1526471963012358,-0.88346446510289756,-0.17172809583889026,-0.98162718344766398,-0.19080899537654472,-1.0797899017924304,-0.20988989491419921,-1.1779526201371968,-0.22897079445185364]
[null,null,null,null,null,null,null,null,null,null,null,null,null,null,null,null,null,null,192,-0.78251808058704464,-0.16632935265420726,-0.88033284066042516,-0.18712052173598318,-0.97814760073380569,-0.20791169081775907,-1.0759623608071864,-0.22870285989953498,-1.1737771208805667,-0.24949402898131087]
[null,null,null,null,null,null,null,null,null,null,null,null,null,null,null,null,null,null,193,-0.77949605182818826,-0.179960843475092,-0.87693305830671175,-0.20245594890947849,-0.97437006478523525,-0.22495105434386498,-1.0718070712637588,-0.24744615977825149,-1.1692440777422823,-0.26994126521263795]
[null,null,null,null,null,null,null,null,null,null,null,null,null,null,null,null,null,null,194,{"$f":"T$5*COS($S200*PI()/180)","v":-0.77623658102079718},{"$f":"T$5*SIN($S200*PI()/180)","v":-0.19353751647973402},{"$f":"V$5*COS($S200*PI()/180)","v":-0.87326615364839688},{"$f":"V$5*SIN($S200*PI()/180)","v":-0.21772970603970077},{"$f":"X$5*COS($S200*PI()/180)","v":-0.97029572627599647},{"$f":"X$5*SIN($S200*PI()/180)","v":-0.24192189559966751},{"$f":"Z$5*COS($S200*PI()/180)","v":-1.0673252989035962},{"$f":"Z$5*SIN($S200*PI()/180)","v":-0.26611408515963431},{"$f":"AB$5*COS($S200*PI()/180)","v":-1.1643548715311958},{"$f":"AB$5*SIN($S200*PI()/180)","v":-0.29030627471960102}]
[null,null,null,null,null,null,null,null,null,null,null,null,null,null,null,null,null,null,{"$f":"S200+1","v":195},-0.77274066103125483,-0.20705523608201629,-0.86933324366016163,-0.23293714059226833,-0.96592582628906842,-0.25881904510252035,-1.0625184089179753,-0.28470094961277242,-1.159110991546882,-0.31058285412302439]
[null,null,null,null,null,null,null,null,null,null,null,null,null,null,null,null,null,null,196,-0.76900935675065518,-0.22050988465359922,-0.86513552634448698,-0.24807362023529911,-0.96126169593831889,-0.275637355816999,-1.0573878655321509,-0.30320109139869894,-1.1535140351259827,-0.33076482698039877]
[null,null,null,null,null,null,null,null,null,null,null,null,null,null,null,null,null,null,197,-0.76504380477042844,-0.23389736377818912,-0.86067428036673199,-0.26313453425046274,-0.95630475596303555,-0.29237170472273638,-1.0519352315593391,-0.32160887519501002,-1.1475657071556427,-0.35084604566728367]
[null,null,null,null,null,null,null,null,null,null,null,null,null,null,null,null,null,null,198,-0.76084521303612285,-0.24721359549995819,-0.85595086466563819,-0.27811529493745296,-0.95105651629515353,-0.30901699437494773,-1.0461621679246689,-0.33991869381244255,-1.1412678195541841,-0.37082039324993726]
[null,null,null,null,null,null,null,null,null,null,null,null,null,null,null,null,null,null,199,-0.75641486047945339,-0.2604545235657254,-0.85096671803938506,-0.29301133901144111,-0.94551857559931674,-0.32556815445715676,-1.0400704331592485,-0.35812496990287246,-1.1346222907191801,-0.39068178534858811]
[null,null,null,null,null,null,null,null,null,null,null,null,null,null,null,null,null,null,200,-0.75175409662872683,-0.27361611466053493,-0.84572335870731763,-0.30781812899310179,-0.93969262078590843,-0.34202014332566866,-1.0336618828644994,-0.37622215765823558,-1.12763114494309,-0.41042417199080239]
[null,null,null,null,null,null,null,null,null,null,null,null,null,null,null,null,null,null,201,-0.74686434119776146,-0.28669435963624035,-0.8402223838474816,-0.32253115459077042,-0.93358042649720174,-0.35836794954530043,-1.0269384691469221,-0.39420474449983051,-1.1202965117966421,-0.43004153945436052]
[null,null,null,null,null,null,null,null,null,null,null,null,null,null,null,null,null,null,202,-0.74174708365343001,-0.2996852747327296,-0.83446546911010866,-0.33714593407432081,-0.92718385456678742,-0.37460659341591201,-1.0199022400234663,-0.41206725275750322,-1.112620625480145,-0.44952791209909443]
[null,null,null,null,null,null,null,null,null,null,null,null,null,null,null,null,null,null,203,-0.73640388276195234,-0.31258490279141887,-0.8284543681071963,-0.35165801564034621,-0.92050485345244037,-0.39073112848927355,-1.0125553387976844,-0.42980424133820094,-1.1046058241429284,-0.46887735418712823]
[null,null,null,null,null,null,null,null,null,null,null,null,null,null,null,null,null,null,204,-0.73083636611408087,-0.3253893144606399,-0.82219091187834104,-0.36606297876821986,-0.91354545764260109,-0.40673664307579982,-1.0049000034068614,-0.44741030738337983,-1.0962545491711213,-0.48808397169095974]
[null,null,null,null,null,null,null,null,null,null,null,null,null,null,null,null,null,null,205,-0.72504622962932008,-0.33809460939255942,-0.81567700833298507,-0.38035643556662935,-0.90630778703665005,-0.42261826174069927,-0.99693856574031514,-0.46488008791476926,-1.08756934444398,-0.50714191408883913]
[null,null,null,null,null,null,null,null,null,null,null,null,null,null,null,null,null,null,206,-0.71903523703933381,-0.35069691743126169,-0.80891464166925042,-0.39453403211016935,-0.89879404629916715,-0.43837114678907707,-0.98867345092908399,-0.48220826146798484,-1.0785528555590005,-0.52604537614689251]
[null,null,null,null,null,null,null,null,null,null,null,null,null,null,null,null,null,null,207,-0.71280521935069452,-0.36319239979163703,-0.80190587176953132,-0.40859144976559164,-0.89100652418836812,-0.45399049973954625,-0.98010717660720503,-0.49938954971350091,-1.0692078290260416,-0.54478859968745552]
[null,null,null,null,null,null,null,null,null,null,null,null,null,null,null,null,null,null,208,-0.70635807428714159,-0.37557725022871269,-0.79465283357303418,-0.42252440650730178,-0.88294759285892688,-0.46947156278589086,-0.97124235214481969,-0.51641871906448,-1.0595371114307122,-0.56336587534306903]
[null,null,null,null,null,null,null,null,null,null,null,null,null,null,null,null,null,null,209,-0.6996957657115167,-0.3878476961970696,-0.78715773642545628,-0.43632865822170325,-0.87461970713939585,-0.48480962024633695,-0.96208167785333554,-0.5332905822709707,-1.0495436485672749,-0.58177154429560429]
[null,null,null,null,null,null,null,null,null,null,null,null,null,null,null,null,null,null,210,-0.69282032302755092,-0.40000000000000013,-0.77942286340599476,-0.45000000000000012,-0.8660254037844386,-0.50000000000000011,-0.95262794416288255,-0.55000000000000016,-1.0392304845413263,-0.60000000000000009]
[null,null,null,null,null,null,null,null,null,null,null,null,null,null,null,null,null,null,211,-0.68573384056168996,-0.41203045992804332,-0.77145057063190114,-0.46353426741904874,-0.85716730070211233,-0.51503807491005416,-0.94288403077232363,-0.56654188240105963,-1.0286007608425347,-0.61804568989206499]
[null,null,null,null,null,null,null,null,null,null,null,null,null,null,null,null,null,null,212,-0.67843847692514092,-0.42393541138656388,-0.76324328654078344,-0.47692733780988433,-0.84804809615642607,-0.52991926423320479,-0.9328529057720687,-0.5829111906565253,-1.0176577153877113,-0.6359031170798457]
[null,null,null,null,null,null,null,null,null,null,null,null,null,null,null,null,null,null,213,-0.67093645435633931,-0.43571122801202167,-0.75480351115088162,-0.49017513151352438,-0.83867056794542405,-0.54463903501502708,-0.92253762473996648,-0.59910293851652985,-1.0064046815345089,-0.6535668420180325]
[null,null,null,null,null,null,null,null,null,null,null,null,null,null,null,null,null,null,214,-0.66323005804403357,-0.44735432277659737,-0.74613381529953771,-0.50327361312367203,-0.82903757255504185,-0.55919290347074668,-0.9119413298105461,-0.61511219381782145,-0.99484508706605013,-0.671031484164896]
[null,null,null,null,null,null,null,null,null,null,null,null,null,null,null,null,null,null,215,-0.65532163543119371,-0.45886114908083669,-0.73723683986009281,-0.51621879271594129,-0.81915204428899202,-0.57357643635104583,-0.90106724871789134,-0.63093407998615048,-0.98298245314679034,-0.68829172362125501]
[null,null,null,null,null,null,null,null,null,null,null,null,null,null,null,null,null,null,216,-0.64721359549995805,-0.47022820183397845,-0.72811529493745286,-0.52900672706322571,-0.80901699437494756,-0.58778525229247303,-0.88991869381244237,-0.64656377752172034,-0.97082039324993707,-0.70534230275096765]
[null,null,null,null,null,null,null,null,null,null,null,null,null,null,null,null,null,null,217,-0.63890840803783444,-0.48145201852163844,-0.71877195904256375,-0.54163352083684324,-0.79863551004729305,-0.60181502315204805,-0.87849906105202247,-0.66199652546725285,-0.95836261205675166,-0.72217802778245765]
[null,null,null,null,null,null,null,null,null,null,null,null,null,null,null,null,null,null,218,-0.63040860288537781,-0.49252918026052628,-0.70920967824605008,-0.55409532779309212,-0.78801075360672224,-0.61566147532565785,-0.8668118289673945,-0.67722762285822369,-0.94561290432806666,-0.73879377039078942]
[null,null,null,null,null,null,null,null,null,null,null,null,null,null,null,null,null,null,219,-0.62171676916557672,-0.50345631283987013,-0.6994313653112737,-0.56638835194485382,-0.77714596145697079,-0.62932039104983761,-0.85486055760266799,-0.69225243015482141,-0.93257515374836486,-0.75518446925980509]
[null,null,null,null,null,null,null,null,null,null,null,null,null,null,null,null,null,null,220,-0.61283555449518246,-0.5142300877492314,-0.68943999880708018,-0.57850884871788533,-0.76604444311897801,-0.64278760968653925,-0.84264888743087585,-0.70706637065519329,-0.91925333174277357,-0.7713451316238471]
[null,null,null,null,null,null,null,null,null,null,null,null,null,null,null,null,null,null,221,-0.60376766417821759,-0.52484722319240595,-0.67923862220049469,-0.59045312609145661,-0.7547095802227719,-0.65605902899050739,-0.83018053824504912,-0.72166493188955816,-0.90565149626732622,-0.78727083478860882]
[null,null,null,null,null,null,null,null,null,null,null,null,null,null,null,null,null,null,222,-0.5945158603819154,-0.53530448508708661,-0.66883034292965482,-0.60221754572297248,-0.74314482547739424,-0.66913060635885824,-0.81745930802513378,-0.73604366699474411,-0.89177379057287309,-0.80295672763062986]
[null,null,null,null,null,null,null,null,null,null,null,null,null,null,null,null,null,null,223,-0.58508296129533643,-0.54559868804999867,-0.6582183314572535,-0.61379852405624857,-0.73135370161917057,-0.68199836006249837,-0.80448907178108764,-0.75019819606874827,-0.87762444194300471,-0.81839803207499806]
[null,null,null,null,null,null,null,null,null,null,null,null,null,null,null,null,null,null,224,-0.57547184027092091,-0.55572669636719796,-0.64740582030478599,-0.62519253341309766,-0.71933980033865108,-0.69465837045899737,-0.79127378037251628,-0.76412420750489718,-0.86320776040638125,-0.83359004455079677]
[null,null,null,null,null,null,null,null,null,null,null,null,null,null,null,null,null,null,225,-0.56568542494923812,-0.56568542494923801,-0.63639610306789296,-0.63639610306789274,-0.70710678118654768,-0.70710678118654746,-0.77781745930520252,-0.7778174593052023,-0.84852813742385724,-0.84852813742385691]
[null,null,null,null,null,null,null,null,null,null,null,null,null,null,null,null,null,null,226,-0.55572669636719807,-0.57547184027092069,-0.62519253341309788,-0.64740582030478577,-0.69465837045899759,-0.71933980033865086,-0.7641242075048974,-0.79127378037251606,-0.8335900445507971,-0.86320776040638103]
[null,null,null,null,null,null,null,null,null,null,null,null,null,null,null,null,null,null,227,-0.54559868804999911,-0.5850829612953361,-0.61379852405624902,-0.65821833145725317,-0.68199836006249892,-0.73135370161917013,-0.75019819606874882,-0.80448907178108719,-0.81839803207499873,-0.87762444194300415]
[null,null,null,null,null,null,null,null,null,null,null,null,null,null,null,null,null,null,228,-0.53530448508708683,-0.59451586038191528,-0.60221754572297259,-0.6688303429296546,-0.66913060635885846,-0.74314482547739402,-0.73604366699474433,-0.81745930802513345,-0.80295672763063008,-0.89177379057287276]
[null,null,null,null,null,null,null,null,null,null,null,null,null,null,null,null,null,null,229,-0.52484722319240606,-0.60376766417821737,-0.59045312609145684,-0.67923862220049458,-0.65605902899050761,-0.75470958022277168,-0.72166493188955838,-0.83018053824504889,-0.78727083478860915,-0.90565149626732599]
[null,null,null,null,null,null,null,null,null,null,null,null,null,null,null,null,null,null,230,-0.51423008774923162,-0.61283555449518234,-0.57850884871788555,-0.68943999880708018,-0.64278760968653947,-0.7660444431189779,-0.70706637065519351,-0.84264888743087574,-0.77134513162384732,-0.91925333174277346]
[null,null,null,null,null,null,null,null,null,null,null,null,null,null,null,null,null,null,231,-0.5034563128398698,-0.62171676916557694,-0.56638835194485349,-0.69943136531127403,-0.62932039104983717,-0.77714596145697112,-0.69225243015482096,-0.85486055760266833,-0.75518446925980454,-0.9325751537483653]
[null,null,null,null,null,null,null,null,null,null,null,null,null,null,null,null,null,null,232,-0.4925291802605265,-0.6304086028853777,-0.55409532779309223,-0.70920967824604997,-0.61566147532565807,-0.78801075360672213,-0.67722762285822391,-0.86681182896739439,-0.73879377039078964,-0.94561290432806655]
[null,null,null,null,null,null,null,null,null,null,null,null,null,null,null,null,null,null,233,-0.48145201852163866,-0.63890840803783433,-0.54163352083684346,-0.71877195904256352,-0.60181502315204827,-0.79863551004729283,-0.66199652546725318,-0.87849906105202213,-0.72217802778245788,-0.95836261205675133]
[null,null,null,null,null,null,null,null,null,null,null,null,null,null,null,null,null,null,234,-0.47022820183397862,-0.64721359549995794,-0.52900672706322593,-0.72811529493745264,-0.58778525229247325,-0.80901699437494734,-0.64656377752172067,-0.88991869381244215,-0.70534230275096788,-0.97082039324993674]
[null,null,null,null,null,null,null,null,null,null,null,null,null,null,null,null,null,null,235,-0.45886114908083714,-0.65532163543119326,-0.51621879271594173,-0.73723683986009247,-0.57357643635104638,-0.81915204428899158,-0.63093407998615103,-0.90106724871789079,-0.68829172362125568,-0.98298245314678989]
[null,null,null,null,null,null,null,null,null,null,null,null,null,null,null,null,null,null,236,-0.44735432277659781,-0.66323005804403312,-0.50327361312367258,-0.74613381529953726,-0.55919290347074724,-0.8290375725550414,-0.61511219381782201,-0.91194132981054565,-0.67103148416489666,-0.99484508706604968]
[null,null,null,null,null,null,null,null,null,null,null,null,null,null,null,null,null,null,237,-0.43571122801202161,-0.67093645435633931,-0.49017513151352426,-0.75480351115088162,-0.54463903501502697,-0.83867056794542405,-0.59910293851652974,-0.92253762473996648,-0.65356684201803239,-1.0064046815345089]
[null,null,null,null,null,null,null,null,null,null,null,null,null,null,null,null,null,null,238,-0.42393541138656404,-0.67843847692514081,-0.4769273378098845,-0.76324328654078333,-0.52991926423320501,-0.84804809615642596,-0.58291119065652552,-0.93285290577206859,-0.63590311707984604,-1.0176577153877111]
[null,null,null,null,null,null,null,null,null,null,null,null,null,null,null,null,null,null,239,-0.4120304599280436,-0.68573384056168973,-0.46353426741904907,-0.77145057063190092,-0.51503807491005449,-0.85716730070211211,-0.56654188240105996,-0.94288403077232341,-0.61804568989206532,-1.0286007608425345]
[null,null,null,null,null,null,null,null,null,null,null,null,null,null,null,null,null,null,240,-0.40000000000000036,-0.6928203230275507,-0.4500000000000004,-0.77942286340599454,-0.50000000000000044,-0.86602540378443837,-0.55000000000000049,-0.95262794416288232,-0.60000000000000053,-1.039230484541326]
[null,null,null,null,null,null,null,null,null,null,null,null,null,null,null,null,null,null,241,-0.38784769619706949,-0.69969576571151681,-0.43632865822170314,-0.78715773642545639,-0.48480962024633684,-0.87461970713939596,-0.53329058227097059,-0.96208167785333565,-0.58177154429560418,-1.0495436485672751]
[null,null,null,null,null,null,null,null,null,null,null,null,null,null,null,null,null,null,242,-0.37557725022871263,-0.70635807428714159,-0.42252440650730166,-0.79465283357303429,-0.46947156278589075,-0.88294759285892699,-0.51641871906447989,-0.9712423521448198,-0.56336587534306892,-1.0595371114307124]
[null,null,null,null,null,null,null,null,null,null,null,null,null,null,null,null,null,null,243,-0.36319239979163753,-0.7128052193506943,-0.40859144976559225,-0.80190587176953099,-0.45399049973954692,-0.89100652418836779,-0.49938954971350163,-0.9801071766072047,-0.5447885996874563,-1.0692078290260414]
[null,null,null,null,null,null,null,null,null,null,null,null,null,null,null,null,null,null,244,-0.35069691743126219,-0.71903523703933347,-0.39453403211016996,-0.8089146416692502,-0.43837114678907774,-0.89879404629916682,-0.48220826146798557,-0.98867345092908354,-0.52604537614689328,-1.078552855559]
[null,null,null,null,null,null,null,null,null,null,null,null,null,null,null,null,null,null,245,-0.33809460939255997,-0.72504622962931986,-0.38035643556662996,-0.81567700833298473,-0.42261826174069994,-0.90630778703664971,-0.46488008791476998,-0.99693856574031481,-0.50714191408883991,-1.0875693444439796]
[null,null,null,null,null,null,null,null,null,null,null,null,null,null,null,null,null,null,246,-0.32538931446064012,-0.73083636611408087,-0.36606297876822008,-0.82219091187834092,-0.4067366430758001,-0.91354545764260098,-0.44741030738338017,-1.0049000034068611,-0.48808397169096007,-1.0962545491711211]
[null,null,null,null,null,null,null,null,null,null,null,null,null,null,null,null,null,null,247,-0.31258490279141909,-0.73640388276195223,-0.35165801564034643,-0.8284543681071963,-0.39073112848927383,-0.92050485345244026,-0.42980424133820122,-1.0125553387976844,-0.46887735418712856,-1.1046058241429282]
[null,null,null,null,null,null,null,null,null,null,null,null,null,null,null,null,null,null,248,-0.29968527473272982,-0.7417470836534299,-0.33714593407432109,-0.83446546911010855,-0.37460659341591229,-0.92718385456678731,-0.41206725275750355,-1.0199022400234661,-0.44952791209909476,-1.1126206254801447]
[null,null,null,null,null,null,null,null,null,null,null,null,null,null,null,null,null,null,249,-0.28669435963624057,-0.74686434119776135,-0.32253115459077064,-0.84022238384748149,-0.35836794954530071,-0.93358042649720163,-0.39420474449983084,-1.0269384691469219,-0.43004153945436085,-1.1202965117966419]
[null,null,null,null,null,null,null,null,null,null,null,null,null,null,null,null,null,null,250,-0.27361611466053554,-0.75175409662872661,-0.30781812899310246,-0.84572335870731741,-0.34202014332566938,-0.93969262078590821,-0.37622215765823636,-1.033661882864499,-0.41042417199080322,-1.1276311449430898]
[null,null,null,null,null,null,null,null,null,null,null,null,null,null,null,null,null,null,251,-0.26045452356572535,-0.7564148604794535,-0.293011339011441,-0.85096671803938517,-0.32556815445715664,-0.94551857559931685,-0.35812496990287235,-1.0400704331592485,-0.39068178534858794,-1.1346222907191801]
[null,null,null,null,null,null,null,null,null,null,null,null,null,null,null,null,null,null,252,-0.24721359549995806,-0.76084521303612285,-0.27811529493745279,-0.85595086466563819,-0.30901699437494756,-0.95105651629515353,-0.33991869381244233,-1.0461621679246689,-0.37082039324993704,-1.1412678195541841]
[null,null,null,null,null,null,null,null,null,null,null,null,null,null,null,null,null,null,253,-0.2338973637781897,-0.76504380477042833,-0.2631345342504634,-0.86067428036673177,-0.2923717047227371,-0.95630475596303532,-0.32160887519501086,-1.0519352315593389,-0.3508460456672845,-1.1475657071556424]
[null,null,null,null,null,null,null,null,null,null,null,null,null,null,null,null,null,null,254,-0.22050988465359911,-0.76900935675065529,-0.248073620235299,-0.86513552634448709,-0.27563735581699889,-0.96126169593831901,-0.30320109139869877,-1.0573878655321509,-0.33076482698039866,-1.1535140351259827]
[null,null,null,null,null,null,null,null,null,null,null,null,null,null,null,null,null,null,255,-0.20705523608201651,-0.77274066103125472,-0.23293714059226858,-0.86933324366016151,-0.25881904510252063,-0.96592582628906831,-0.2847009496127727,-1.0625184089179753,-0.31058285412302472,-1.159110991546882]
[null,null,null,null,null,null,null,null,null,null,null,null,null,null,null,null,null,null,256,-0.19353751647973425,-0.77623658102079718,-0.21772970603970102,-0.87326615364839688,-0.24192189559966779,-0.97029572627599647,-0.26611408515963458,-1.0673252989035962,-0.29030627471960135,-1.1643548715311958]
[null,null,null,null,null,null,null,null,null,null,null,null,null,null,null,null,null,null,257,-0.17996084347509222,-0.77949605182818815,-0.20245594890947874,-0.87693305830671164,-0.22495105434386525,-0.97437006478523513,-0.2474461597782518,-1.0718070712637586,-0.26994126521263828,-1.1692440777422821]
[null,null,null,null,null,null,null,null,null,null,null,null,null,null,null,null,null,null,258,{"$f":"T$5*COS($S264*PI()/180)","v":-0.16632935265420784},{"$f":"T$5*SIN($S264*PI()/180)","v":-0.78251808058704453},{"$f":"V$5*COS($S264*PI()/180)","v":-0.18712052173598381},{"$f":"V$5*SIN($S264*PI()/180)","v":-0.88033284066042505},{"$f":"X$5*COS($S264*PI()/180)","v":-0.20791169081775979},{"$f":"X$5*SIN($S264*PI()/180)","v":-0.97814760073380558},{"$f":"Z$5*COS($S264*PI()/180)","v":-0.22870285989953579},{"$f":"Z$5*SIN($S264*PI()/180)","v":-1.0759623608071862},{"$f":"AB$5*COS($S264*PI()/180)","v":-0.24949402898131173},{"$f":"AB$5*SIN($S264*PI()/180)","v":-1.1737771208805667}]
[null,null,null,null,null,null,null,null,null,null,null,null,null,null,null,null,null,null,{"$f":"S264+1","v":259},-0.15264719630123638,-0.78530174675813114,-0.17172809583889093,-0.88346446510289744,-0.19080899537654547,-0.98162718344766386,-0.20988989491420004,-1.0797899017924304,-0.22897079445185456,-1.1779526201371966]
[null,null,null,null,null,null,null,null,null,null,null,null,null,null,null,null,null,null,260,-0.13891854213354426,-0.78784620240976644,-0.15628335990023731,-0.88632697771098723,-0.17364817766693033,-0.98480775301220802,-0.19101299543362338,-1.0832885283134288,-0.2083778132003164,-1.1817693036146495]
[null,null,null,null,null,null,null,null,null,null,null,null,null,null,null,null,null,null,261,-0.12514757203218482,-0.79015067247611015,-0.14079101853620793,-0.8889195065356239,-0.15643446504023104,-0.98768834059513766,-0.17207791154425414,-1.0864571746546514,-0.18772135804827725,-1.1852260087141651]
[null,null,null,null,null,null,null,null,null,null,null,null,null,null,null,null,null,null,262,-0.11133848076805196,-0.79221445499325638,-0.12525579086405844,-0.89124126186741337,-0.13917310096006494,-0.99026806874157036,-0.15309041105607143,-1.0892948756157275,-0.16700772115207793,-1.1883216824898843]
[null,null,null,null,null,null,null,null,null,null,null,null,null,null,null,null,null,null,263,-9.7495474724117737E-2,-0.7940369213130577,-0.10968240906463246,-0.89329153647718995,-0.12186934340514717,-0.99254615164132209,-0.13405627774566189,-1.0918007668054543,-0.1462432120861766,-1.1910553819695864]
[null,null,null,null,null,null,null,null,null,null,null,null,null,null,null,null,null,null,264,-8.3622770614122696E-2,-0.79561751629461874,-9.4075616940888021E-2,-0.89506970583144607,-0.10452846326765336,-0.9945218953682734,-0.1149813095944187,-1.0939740849051007,-0.12543415592118404,-1.1934262744419279]
[null,null,null,null,null,null,null,null,null,null,null,null,null,null,null,null,null,null,265,-6.9724594198126599E-2,-0.7969557584733965,-7.8440168472892424E-2,-0.89657522828257097,-8.7155742747658249E-2,-0.99619469809174555,-9.5871317022424088E-2,-1.0958141679009201,-0.1045868912971899,-1.1954336377100947]
[null,null,null,null,null,null,null,null,null,null,null,null,null,null,null,null,null,null,266,-5.5805178995300464E-2,-0.79805124020785945,-6.2780826369713022E-2,-0.89780764523384182,-6.975647374412558E-2,-0.9975640502598242,-7.6732121118538138E-2,-1.0973204552858067,-8.3707768492950696E-2,-1.1970768603117889]
[null,null,null,null,null,null,null,null,null,null,null,null,null,null,null,null,null,null,267,-4.1868764994355448E-2,-0.79890362780365909,-4.7102360618649877E-2,-0.89876658127911646,-5.2335956242944306E-2,-0.99862953475457383,-5.7569551867238743E-2,-1.0984924882300313,-6.2803147491533165E-2,-1.1983554417054885]
[null,null,null,null,null,null,null,null,null,null,null,null,null,null,null,null,null,null,268,-2.7919597362001322E-2,-0.79951266161527657,-3.1409547032251482E-2,-0.89945174431718611,-3.4899496702501649E-2,-0.99939082701909565,-3.8389446372751816E-2,-1.0993299097210052,-4.1879396043001976E-2,-1.1992689924229147]
[null,null,null,null,null,null,null,null,null,null,null,null,null,null,null,null,null,null,269,-1.3961925149826799E-2,-0.79987815612511304,-1.5707165793555147E-2,-0.89986292564075221,-1.7452406437283498E-2,-0.99984769515639127,-1.9197647081011848E-2,-1.0998324646720306,-2.0942887724740195E-2,-1.1998172341876694]
[null,null,null,null,null,null,null,null,null,null,null,null,null,null,null,null,null,null,270,-1.470178145890344E-16,-0.8,-1.653950414126637E-16,-0.9,-1.83772268236293E-16,-1,-2.0214949505992233E-16,-1.1000000000000001,-2.205267218835516E-16,-1.2]
[null,null,null,null,null,null,null,null,null,null,null,null,null,null,null,null,null,null,271,1.3961925149826505E-2,-0.79987815612511304,1.5707165793554818E-2,-0.89986292564075221,1.745240643728313E-2,-0.99984769515639127,1.9197647081011446E-2,-1.0998324646720306,2.0942887724739755E-2,-1.1998172341876694]
[null,null,null,null,null,null,null,null,null,null,null,null,null,null,null,null,null,null,272,2.7919597362001027E-2,-0.79951266161527668,3.1409547032251156E-2,-0.89945174431718622,3.4899496702501281E-2,-0.99939082701909576,3.8389446372751414E-2,-1.0993299097210054,4.1879396043001539E-2,-1.199268992422915]
[null,null,null,null,null,null,null,null,null,null,null,null,null,null,null,null,null,null,273,4.1868764994355157E-2,-0.79890362780365909,4.7102360618649551E-2,-0.89876658127911646,5.2335956242943946E-2,-0.99862953475457383,5.7569551867238347E-2,-1.0984924882300313,6.2803147491532735E-2,-1.1983554417054885]
[null,null,null,null,null,null,null,null,null,null,null,null,null,null,null,null,null,null,274,5.580517899530018E-2,-0.79805124020785945,6.2780826369712703E-2,-0.89780764523384193,6.9756473744125219E-2,-0.99756405025982431,7.6732121118537749E-2,-1.0973204552858069,8.3707768492950266E-2,-1.1970768603117892]
[null,null,null,null,null,null,null,null,null,null,null,null,null,null,null,null,null,null,275,6.9724594198126308E-2,-0.7969557584733965,7.8440168472892105E-2,-0.89657522828257097,8.7155742747657888E-2,-0.99619469809174555,9.5871317022423685E-2,-1.0958141679009201,0.10458689129718947,-1.1954336377100947]
[null,null,null,null,null,null,null,null,null,null,null,null,null,null,null,null,null,null,276,8.3622770614122391E-2,-0.79561751629461874,9.4075616940887688E-2,-0.89506970583144607,0.10452846326765299,-0.9945218953682734,0.1149813095944183,-1.0939740849051007,0.12543415592118357,-1.1934262744419279]
[null,null,null,null,null,null,null,null,null,null,null,null,null,null,null,null,null,null,277,9.7495474724118153E-2,-0.79403692131305759,0.10968240906463292,-0.89329153647718984,0.12186934340514768,-0.99254615164132198,0.13405627774566245,-1.0918007668054543,0.14624321208617722,-1.1910553819695864]
[null,null,null,null,null,null,null,null,null,null,null,null,null,null,null,null,null,null,278,0.11133848076805238,-0.79221445499325638,0.12525579086405891,-0.89124126186741337,0.13917310096006547,-0.99026806874157036,0.15309041105607202,-1.0892948756157275,0.16700772115207854,-1.1883216824898843]
[null,null,null,null,null,null,null,null,null,null,null,null,null,null,null,null,null,null,279,0.12514757203218455,-0.79015067247611026,0.14079101853620762,-0.88891950653562402,0.15643446504023067,-0.98768834059513777,0.17207791154425375,-1.0864571746546516,0.1877213580482768,-1.1852260087141653]
[null,null,null,null,null,null,null,null,null,null,null,null,null,null,null,null,null,null,280,0.13891854213354399,-0.78784620240976655,0.15628335990023698,-0.88632697771098734,0.17364817766692997,-0.98480775301220813,0.19101299543362299,-1.083288528313429,0.20837781320031595,-1.1817693036146497]
[null,null,null,null,null,null,null,null,null,null,null,null,null,null,null,null,null,null,281,0.15264719630123541,-0.78530174675813136,0.17172809583888982,-0.88346446510289767,0.19080899537654425,-0.98162718344766409,0.20988989491419868,-1.0797899017924306,0.22897079445185309,-1.1779526201371968]
[null,null,null,null,null,null,null,null,null,null,null,null,null,null,null,null,null,null,282,0.16632935265420687,-0.78251808058704464,0.1871205217359827,-0.88033284066042528,0.20791169081775857,-0.9781476007338058,0.22870285989953443,-1.0759623608071864,0.24949402898131026,-1.173777120880567]
[null,null,null,null,null,null,null,null,null,null,null,null,null,null,null,null,null,null,283,0.17996084347509195,-0.77949605182818826,0.20245594890947843,-0.87693305830671175,0.22495105434386492,-0.97437006478523525,0.24744615977825143,-1.0718070712637588,0.26994126521263789,-1.1692440777422823]
[null,null,null,null,null,null,null,null,null,null,null,null,null,null,null,null,null,null,284,0.19353751647973397,-0.77623658102079729,0.21772970603970071,-0.87326615364839699,0.24192189559966745,-0.97029572627599658,0.26611408515963419,-1.0673252989035964,0.29030627471960091,-1.1643548715311958]
[null,null,null,null,null,null,null,null,null,null,null,null,null,null,null,null,null,null,285,0.20705523608201692,-0.77274066103125461,0.23293714059226903,-0.8693332436601614,0.25881904510252113,-0.9659258262890682,0.28470094961277326,-1.0625184089179751,0.31058285412302533,-1.1591109915468818]
[null,null,null,null,null,null,null,null,null,null,null,null,null,null,null,null,null,null,286,0.22050988465359952,-0.76900935675065507,0.24807362023529944,-0.86513552634448687,0.27563735581699939,-0.96126169593831878,0.30320109139869933,-1.0573878655321507,0.33076482698039927,-1.1535140351259825]
[null,null,null,null,null,null,null,null,null,null,null,null,null,null,null,null,null,null,287,0.23389736377818937,-0.76504380477042844,0.26313453425046307,-0.86067428036673188,0.29237170472273671,-0.95630475596303544,0.32160887519501041,-1.0519352315593391,0.35084604566728406,-1.1475657071556424]
[null,null,null,null,null,null,null,null,null,null,null,null,null,null,null,null,null,null,288,0.24721359549995781,-0.76084521303612296,0.27811529493745252,-0.8559508646656383,0.30901699437494723,-0.95105651629515364,0.339918693812442,-1.0461621679246691,0.37082039324993665,-1.1412678195541843]
[null,null,null,null,null,null,null,null,null,null,null,null,null,null,null,null,null,null,289,0.26045452356572507,-0.75641486047945361,0.29301133901144066,-0.85096671803938528,0.32556815445715631,-0.94551857559931696,0.35812496990287196,-1.0400704331592487,0.39068178534858755,-1.1346222907191803]
[null,null,null,null,null,null,null,null,null,null,null,null,null,null,null,null,null,null,290,0.27361611466053454,-0.75175409662872683,0.30781812899310135,-0.84572335870731774,0.34202014332566816,-0.93969262078590854,0.37622215765823502,-1.0336618828644994,0.41042417199080178,-1.1276311449430902]
[null,null,null,null,null,null,null,null,null,null,null,null,null,null,null,null,null,null,291,0.28669435963623963,-0.74686434119776168,0.32253115459076959,-0.84022238384748194,0.35836794954529955,-0.93358042649720208,0.39420474449982951,-1.0269384691469223,0.43004153945435947,-1.1202965117966424]
[null,null,null,null,null,null,null,null,null,null,null,null,null,null,null,null,null,null,292,0.2996852747327296,-0.74174708365343001,0.33714593407432075,-0.83446546911010866,0.37460659341591196,-0.92718385456678742,0.41206725275750317,-1.0199022400234663,0.44952791209909432,-1.112620625480145]
[null,null,null,null,null,null,null,null,null,null,null,null,null,null,null,null,null,null,293,0.31258490279141882,-0.73640388276195246,0.35165801564034616,-0.82845436810719641,0.39073112848927349,-0.92050485345244049,0.42980424133820089,-1.0125553387976847,0.46887735418712817,-1.1046058241429286]
[null,null,null,null,null,null,null,null,null,null,null,null,null,null,null,null,null,null,294,0.32538931446064046,-0.73083636611408065,0.36606297876822047,-0.8221909118783407,0.40673664307580054,-0.91354545764260076,0.44741030738338061,-1.0049000034068609,0.48808397169096063,-1.0962545491711209]
[null,null,null,null,null,null,null,null,null,null,null,null,null,null,null,null,null,null,295,0.3380946093925597,-0.72504622962931997,0.38035643556662968,-0.81567700833298495,0.42261826174069961,-0.90630778703664994,0.46488008791476959,-0.99693856574031503,0.50714191408883946,-1.0875693444439798]
[null,null,null,null,null,null,null,null,null,null,null,null,null,null,null,null,null,null,296,0.35069691743126197,-0.7190352370393337,0.39453403211016969,-0.80891464166925031,0.4383711467890774,-0.89879404629916704,0.48220826146798518,-0.98867345092908387,0.52604537614689284,-1.0785528555590005]
[null,null,null,null,null,null,null,null,null,null,null,null,null,null,null,null,null,null,297,0.36319239979163731,-0.71280521935069441,0.40859144976559197,-0.8019058717695311,0.45399049973954664,-0.8910065241883679,0.49938954971350136,-0.98010717660720481,0.54478859968745597,-1.0692078290260414]
[null,null,null,null,null,null,null,null,null,null,null,null,null,null,null,null,null,null,298,0.37557725022871236,-0.7063580742871417,0.42252440650730139,-0.7946528335730344,0.46947156278589042,-0.8829475928589271,0.51641871906447945,-0.97124235214481991,0.56336587534306848,-1.0595371114307124]
[null,null,null,null,null,null,null,null,null,null,null,null,null,null,null,null,null,null,299,0.38784769619706921,-0.69969576571151693,0.43632865822170286,-0.7871577364254565,0.4848096202463365,-0.87461970713939607,0.53329058227097015,-0.96208167785333576,0.58177154429560374,-1.0495436485672753]
[null,null,null,null,null,null,null,null,null,null,null,null,null,null,null,null,null,null,300,0.40000000000000013,-0.69282032302755092,0.45000000000000012,-0.77942286340599476,0.50000000000000011,-0.8660254037844386,0.55000000000000016,-0.95262794416288255,0.60000000000000009,-1.0392304845413263]
[null,null,null,null,null,null,null,null,null,null,null,null,null,null,null,null,null,null,301,0.41203045992804332,-0.68573384056168996,0.46353426741904874,-0.77145057063190114,0.51503807491005416,-0.85716730070211233,0.56654188240105963,-0.94288403077232363,0.61804568989206499,-1.0286007608425347]
[null,null,null,null,null,null,null,null,null,null,null,null,null,null,null,null,null,null,302,0.42393541138656377,-0.67843847692514103,0.47692733780988422,-0.76324328654078355,0.52991926423320468,-0.84804809615642618,0.58291119065652519,-0.93285290577206892,0.63590311707984559,-1.0176577153877113]
[null,null,null,null,null,null,null,null,null,null,null,null,null,null,null,null,null,null,303,0.43571122801202133,-0.67093645435633942,0.49017513151352399,-0.75480351115088185,0.54463903501502664,-0.83867056794542427,0.5991029385165294,-0.92253762473996681,0.65356684201803195,-1.0064046815345091]
[null,null,null,null,null,null,null,null,null,null,null,null,null,null,null,null,null,null,304,0.44735432277659704,-0.66323005804403368,0.50327361312367158,-0.74613381529953793,0.55919290347074624,-0.82903757255504207,0.6151121938178209,-0.91194132981054632,0.67103148416489544,-0.99484508706605046]
[null,null,null,null,null,null,null,null,null,null,null,null,null,null,null,null,null,null,305,0.45886114908083686,-0.65532163543119348,0.51621879271594151,-0.73723683986009259,0.57357643635104605,-0.8191520442889918,0.6309340799861507,-0.90106724871789101,0.68829172362125524,-0.98298245314679011]
[null,null,null,null,null,null,null,null,null,null,null,null,null,null,null,null,null,null,306,0.47022820183397834,-0.64721359549995805,0.5290067270632256,-0.72811529493745286,0.58778525229247292,-0.80901699437494756,0.64656377752172023,-0.88991869381244237,0.70534230275096743,-0.97082039324993707]
[null,null,null,null,null,null,null,null,null,null,null,null,null,null,null,null,null,null,307,0.48145201852163838,-0.63890840803783444,0.54163352083684313,-0.71877195904256375,0.60181502315204793,-0.79863551004729305,0.66199652546725274,-0.87849906105202247,0.72217802778245754,-0.95836261205675166]
[null,null,null,null,null,null,null,null,null,null,null,null,null,null,null,null,null,null,308,0.49252918026052683,-0.63040860288537748,0.55409532779309267,-0.70920967824604964,0.61566147532565851,-0.78801075360672179,0.67722762285822447,-0.86681182896739406,0.73879377039079019,-0.94561290432806611]
[null,null,null,null,null,null,null,null,null,null,null,null,null,null,null,null,null,null,309,0.50345631283987002,-0.62171676916557672,0.56638835194485382,-0.6994313653112737,0.6293203910498375,-0.77714596145697079,0.6922524301548213,-0.85486055760266799,0.75518446925980498,-0.93257515374836486]
[null,null,null,null,null,null,null,null,null,null,null,null,null,null,null,null,null,null,310,0.5142300877492314,-0.61283555449518257,0.57850884871788533,-0.68943999880708029,0.64278760968653925,-0.76604444311897812,0.70706637065519329,-0.84264888743087596,0.7713451316238471,-0.91925333174277368]
[null,null,null,null,null,null,null,null,null,null,null,null,null,null,null,null,null,null,311,0.52484722319240562,-0.60376766417821781,0.59045312609145639,-0.67923862220049502,0.65605902899050705,-0.75470958022277224,0.72166493188955783,-0.83018053824504956,0.78727083478860849,-0.90565149626732666]
[null,null,null,null,null,null,null,null,null,null,null,null,null,null,null,null,null,null,312,0.53530448508708628,-0.59451586038191573,0.60221754572297204,-0.66883034292965515,0.66913060635885779,-0.74314482547739458,0.73604366699474366,-0.81745930802513411,0.80295672763062931,-0.89177379057287343]
[null,null,null,null,null,null,null,null,null,null,null,null,null,null,null,null,null,null,313,0.54559868804999845,-0.58508296129533688,0.61379852405624824,-0.65821833145725395,0.68199836006249803,-0.73135370161917101,0.75019819606874794,-0.80448907178108819,0.81839803207499762,-0.87762444194300515]
[null,null,null,null,null,null,null,null,null,null,null,null,null,null,null,null,null,null,314,0.55572669636719729,-0.57547184027092146,0.625192533413097,-0.64740582030478655,0.69465837045899659,-0.71933980033865175,0.76412420750489629,-0.79127378037251694,0.83359004455079588,-0.86320776040638203]
[null,null,null,null,null,null,null,null,null,null,null,null,null,null,null,null,null,null,315,0.5656854249492379,-0.56568542494923812,0.63639610306789263,-0.63639610306789296,0.70710678118654735,-0.70710678118654768,0.77781745930520219,-0.77781745930520252,0.8485281374238568,-0.84852813742385724]
[null,null,null,null,null,null,null,null,null,null,null,null,null,null,null,null,null,null,316,0.57547184027092069,-0.55572669636719807,0.64740582030478577,-0.62519253341309788,0.71933980033865086,-0.69465837045899759,0.79127378037251606,-0.7641242075048974,0.86320776040638103,-0.8335900445507971]
[null,null,null,null,null,null,null,null,null,null,null,null,null,null,null,null,null,null,317,0.58508296129533655,-0.54559868804999867,0.65821833145725361,-0.61379852405624846,0.73135370161917068,-0.68199836006249825,0.80448907178108786,-0.75019819606874816,0.87762444194300482,-0.81839803207499784]
[null,null,null,null,null,null,null,null,null,null,null,null,null,null,null,null,null,null,318,0.5945158603819154,-0.5353044850870865,0.66883034292965482,-0.60221754572297237,0.74314482547739424,-0.66913060635885813,0.81745930802513378,-0.73604366699474399,0.89177379057287309,-0.80295672763062975]
[null,null,null,null,null,null,null,null,null,null,null,null,null,null,null,null,null,null,319,0.60376766417821759,-0.52484722319240595,0.67923862220049469,-0.59045312609145661,0.7547095802227719,-0.65605902899050739,0.83018053824504912,-0.72166493188955816,0.90565149626732622,-0.78727083478860882]
[null,null,null,null,null,null,null,null,null,null,null,null,null,null,null,null,null,null,320,0.61283555449518223,-0.51423008774923173,0.68943999880708007,-0.57850884871788566,0.76604444311897779,-0.64278760968653958,0.84264888743087563,-0.70706637065519362,0.91925333174277335,-0.77134513162384744]
[null,null,null,null,null,null,null,null,null,null,null,null,null,null,null,null,null,null,321,0.6217167691655765,-0.50345631283987025,0.69943136531127348,-0.56638835194485404,0.77714596145697057,-0.62932039104983784,0.85486055760266766,-0.69225243015482163,0.93257515374836464,-0.75518446925980542]
[null,null,null,null,null,null,null,null,null,null,null,null,null,null,null,null,null,null,322,{"$f":"T$5*COS($S328*PI()/180)","v":0.63040860288537726},{"$f":"T$5*SIN($S328*PI()/180)","v":-0.49252918026052711},{"$f":"V$5*COS($S328*PI()/180)","v":0.70920967824604941},{"$f":"V$5*SIN($S328*PI()/180)","v":-0.55409532779309301},{"$f":"X$5*COS($S328*PI()/180)","v":0.78801075360672157},{"$f":"X$5*SIN($S328*PI()/180)","v":-0.61566147532565885},{"$f":"Z$5*COS($S328*PI()/180)","v":0.86681182896739384},{"$f":"Z$5*SIN($S328*PI()/180)","v":-0.6772276228582248},{"$f":"AB$5*COS($S328*PI()/180)","v":0.94561290432806588},{"$f":"AB$5*SIN($S328*PI()/180)","v":-0.73879377039079064}]
[null,null,null,null,null,null,null,null,null,null,null,null,null,null,null,null,null,null,{"$f":"S328+1","v":323},0.63890840803783433,-0.48145201852163866,0.71877195904256352,-0.54163352083684346,0.79863551004729283,-0.60181502315204827,0.87849906105202213,-0.66199652546725318,0.95836261205675133,-0.72217802778245788]
[null,null,null,null,null,null,null,null,null,null,null,null,null,null,null,null,null,null,324,0.64721359549995794,-0.47022820183397873,0.72811529493745264,-0.52900672706322605,0.80901699437494734,-0.58778525229247336,0.88991869381244215,-0.64656377752172078,0.97082039324993674,-0.70534230275096799]
[null,null,null,null,null,null,null,null,null,null,null,null,null,null,null,null,null,null,325,0.65532163543119326,-0.45886114908083719,0.73723683986009247,-0.51621879271594184,0.81915204428899158,-0.57357643635104649,0.90106724871789079,-0.63093407998615114,0.98298245314678989,-0.68829172362125579]
[null,null,null,null,null,null,null,null,null,null,null,null,null,null,null,null,null,null,326,0.66323005804403312,-0.44735432277659792,0.74613381529953726,-0.50327361312367258,0.8290375725550414,-0.55919290347074735,0.91194132981054565,-0.61511219381782212,0.99484508706604968,-0.67103148416489677]
[null,null,null,null,null,null,null,null,null,null,null,null,null,null,null,null,null,null,327,0.67093645435633931,-0.43571122801202161,0.75480351115088162,-0.49017513151352426,0.83867056794542405,-0.54463903501502697,0.92253762473996648,-0.59910293851652974,1.0064046815345089,-0.65356684201803239]
[null,null,null,null,null,null,null,null,null,null,null,null,null,null,null,null,null,null,328,0.67843847692514037,-0.42393541138656465,0.76324328654078288,-0.47692733780988522,0.8480480961564254,-0.52991926423320579,0.93285290577206803,-0.58291119065652641,1.0176577153877104,-0.63590311707984692]
[null,null,null,null,null,null,null,null,null,null,null,null,null,null,null,null,null,null,329,0.68573384056168973,-0.4120304599280436,0.77145057063190092,-0.46353426741904907,0.85716730070211211,-0.51503807491005449,0.94288403077232341,-0.56654188240105996,1.0286007608425345,-0.61804568989206532]
[null,null,null,null,null,null,null,null,null,null,null,null,null,null,null,null,null,null,330,0.6928203230275507,-0.40000000000000036,0.77942286340599454,-0.4500000000000004,0.86602540378443837,-0.50000000000000044,0.95262794416288232,-0.55000000000000049,1.039230484541326,-0.60000000000000053]
[null,null,null,null,null,null,null,null,null,null,null,null,null,null,null,null,null,null,331,0.6996957657115167,-0.38784769619706955,0.78715773642545628,-0.43632865822170319,0.87461970713939585,-0.48480962024633689,0.96208167785333554,-0.53329058227097059,1.0495436485672749,-0.58177154429560429]
[null,null,null,null,null,null,null,null,null,null,null,null,null,null,null,null,null,null,332,0.70635807428714159,-0.37557725022871269,0.79465283357303418,-0.42252440650730172,0.88294759285892688,-0.46947156278589081,0.97124235214481969,-0.51641871906447989,1.0595371114307122,-0.56336587534306892]
[null,null,null,null,null,null,null,null,null,null,null,null,null,null,null,null,null,null,333,0.7128052193506943,-0.36319239979163759,0.80190587176953099,-0.40859144976559231,0.89100652418836779,-0.45399049973954697,0.9801071766072047,-0.49938954971350169,1.0692078290260414,-0.5447885996874563]
[null,null,null,null,null,null,null,null,null,null,null,null,null,null,null,null,null,null,334,0.71903523703933381,-0.35069691743126163,0.80891464166925042,-0.3945340321101693,0.89879404629916715,-0.43837114678907702,0.98867345092908399,-0.48220826146798473,1.0785528555590005,-0.5260453761468924]
[null,null,null,null,null,null,null,null,null,null,null,null,null,null,null,null,null,null,335,0.72504622962931986,-0.33809460939256003,0.81567700833298473,-0.38035643556663001,0.90630778703664971,-0.4226182617407,0.99693856574031481,-0.46488008791477003,1.0875693444439796,-0.50714191408884002]
[null,null,null,null,null,null,null,null,null,null,null,null,null,null,null,null,null,null,336,0.73083636611408087,-0.32538931446064012,0.82219091187834092,-0.36606297876822014,0.91354545764260098,-0.40673664307580015,1.0049000034068611,-0.44741030738338022,1.0962545491711211,-0.48808397169096018]
[null,null,null,null,null,null,null,null,null,null,null,null,null,null,null,null,null,null,337,0.73640388276195201,-0.31258490279141982,0.82845436810719597,-0.35165801564034727,0.92050485345243993,-0.39073112848927471,1.012555338797684,-0.42980424133820222,1.104605824142928,-0.46887735418712961]
[null,null,null,null,null,null,null,null,null,null,null,null,null,null,null,null,null,null,338,0.7417470836534299,-0.29968527473272988,0.83446546911010855,-0.33714593407432114,0.92718385456678731,-0.37460659341591235,1.0199022400234661,-0.41206725275750361,1.1126206254801447,-0.44952791209909482]
[null,null,null,null,null,null,null,null,null,null,null,null,null,null,null,null,null,null,339,0.74686434119776124,-0.28669435963624063,0.84022238384748138,-0.3225311545907707,0.93358042649720152,-0.35836794954530077,1.0269384691469217,-0.39420474449983089,1.1202965117966417,-0.43004153945436091]
[null,null,null,null,null,null,null,null,null,null,null,null,null,null,null,null,null,null,340,0.75175409662872683,-0.27361611466053487,0.84572335870731763,-0.30781812899310174,0.93969262078590843,-0.3420201433256686,1.0336618828644994,-0.37622215765823547,1.12763114494309,-0.41042417199080233]
[null,null,null,null,null,null,null,null,null,null,null,null,null,null,null,null,null,null,341,0.75641486047945328,-0.26045452356572601,0.85096671803938484,-0.29301133901144177,0.94551857559931651,-0.32556815445715753,1.0400704331592483,-0.35812496990287329,1.1346222907191799,-0.39068178534858905]
[null,null,null,null,null,null,null,null,null,null,null,null,null,null,null,null,null,null,342,0.76084521303612285,-0.24721359549995811,0.85595086466563819,-0.27811529493745285,0.95105651629515353,-0.30901699437494762,1.0461621679246689,-0.33991869381244239,1.1412678195541841,-0.37082039324993715]
[null,null,null,null,null,null,null,null,null,null,null,null,null,null,null,null,null,null,343,0.76504380477042855,-0.23389736377818904,0.8606742803667321,-0.26313453425046263,0.95630475596303566,-0.29237170472273627,1.0519352315593393,-0.32160887519500991,1.1475657071556427,-0.3508460456672835]
[null,null,null,null,null,null,null,null,null,null,null,null,null,null,null,null,null,null,344,0.76900935675065496,-0.22050988465359983,0.86513552634448687,-0.2480736202352998,0.96126169593831867,-0.27563735581699977,1.0573878655321507,-0.30320109139869977,1.1535140351259823,-0.33076482698039972]
[null,null,null,null,null,null,null,null,null,null,null,null,null,null,null,null,null,null,345,0.77274066103125472,-0.20705523608201656,0.86933324366016151,-0.23293714059226861,0.96592582628906831,-0.25881904510252068,1.0625184089179753,-0.28470094961277276,1.159110991546882,-0.31058285412302483]
[null,null,null,null,null,null,null,null,null,null,null,null,null,null,null,null,null,null,346,0.77623658102079718,-0.1935375164797343,0.87326615364839688,-0.2177297060397011,0.97029572627599647,-0.24192189559966787,1.0673252989035962,-0.26611408515963469,1.1643548715311958,-0.29030627471960141]
[null,null,null,null,null,null,null,null,null,null,null,null,null,null,null,null,null,null,347,0.77949605182818815,-0.17996084347509228,0.87693305830671164,-0.20245594890947879,0.97437006478523513,-0.22495105434386534,1.0718070712637586,-0.24744615977825188,1.1692440777422821,-0.26994126521263839]
[null,null,null,null,null,null,null,null,null,null,null,null,null,null,null,null,null,null,348,0.78251808058704453,-0.1663293526542079,0.88033284066042505,-0.1871205217359839,0.97814760073380558,-0.20791169081775987,1.0759623608071862,-0.22870285989953587,1.1737771208805667,-0.24949402898131184]
[null,null,null,null,null,null,null,null,null,null,null,null,null,null,null,null,null,null,349,0.78530174675813125,-0.15264719630123574,0.88346446510289756,-0.1717280958388902,0.98162718344766398,-0.19080899537654467,1.0797899017924304,-0.20988989491419915,1.1779526201371968,-0.22897079445185359]
[null,null,null,null,null,null,null,null,null,null,null,null,null,null,null,null,null,null,350,0.78784620240976633,-0.13891854213354501,0.88632697771098712,-0.15628335990023814,0.98480775301220791,-0.17364817766693127,1.0832885283134288,-0.19101299543362441,1.1817693036146495,-0.20837781320031754]
[null,null,null,null,null,null,null,null,null,null,null,null,null,null,null,null,null,null,351,0.79015067247611015,-0.12514757203218491,0.8889195065356239,-0.14079101853620801,0.98768834059513766,-0.15643446504023112,1.0864571746546514,-0.17207791154425425,1.1852260087141651,-0.18772135804827733]
[null,null,null,null,null,null,null,null,null,null,null,null,null,null,null,null,null,null,352,0.79221445499325627,-0.11133848076805271,0.89124126186741326,-0.1252557908640593,0.99026806874157025,-0.13917310096006588,1.0892948756157275,-0.15309041105607249,1.1883216824898843,-0.16700772115207904]
[null,null,null,null,null,null,null,null,null,null,null,null,null,null,null,null,null,null,353,0.79403692131305759,-9.74954747241185E-2,0.89329153647718984,-0.10968240906463331,0.99254615164132198,-0.12186934340514811,1.0918007668054543,-0.13405627774566295,1.1910553819695864,-0.14624321208617774]
[null,null,null,null,null,null,null,null,null,null,null,null,null,null,null,null,null,null,354,0.79561751629461863,-8.3622770614122738E-2,0.89506970583144596,-9.4075616940888077E-2,0.99452189536827329,-0.10452846326765342,1.0939740849051007,-0.11498130959441877,1.1934262744419279,-0.12543415592118409]
[null,null,null,null,null,null,null,null,null,null,null,null,null,null,null,null,null,null,355,0.7969557584733965,-6.9724594198126655E-2,0.89657522828257097,-7.8440168472892494E-2,0.99619469809174555,-8.7155742747658319E-2,1.0958141679009201,-9.5871317022424157E-2,1.1954336377100947,-0.10458689129718998]
[null,null,null,null,null,null,null,null,null,null,null,null,null,null,null,null,null,null,356,0.79805124020785945,-5.5805178995299812E-2,0.89780764523384193,-6.2780826369712286E-2,0.99756405025982431,-6.9756473744124761E-2,1.0973204552858069,-7.673212111853725E-2,1.1970768603117892,-8.3707768492949711E-2]
[null,null,null,null,null,null,null,null,null,null,null,null,null,null,null,null,null,null,357,0.79890362780365909,-4.1868764994355497E-2,0.89876658127911646,-4.7102360618649933E-2,0.99862953475457383,-5.2335956242944369E-2,1.0984924882300313,-5.7569551867238812E-2,1.1983554417054885,-6.2803147491533234E-2]
[null,null,null,null,null,null,null,null,null,null,null,null,null,null,null,null,null,null,358,0.79951266161527668,-2.7919597362000659E-2,0.89945174431718622,-3.140954703225074E-2,0.99939082701909576,-3.4899496702500823E-2,1.0993299097210054,-3.8389446372750907E-2,1.199268992422915,-4.1879396043000984E-2]
[null,null,null,null,null,null,null,null,null,null,null,null,null,null,null,null,null,null,359,0.79987815612511304,-1.396192514982756E-2,0.89986292564075221,-1.5707165793556004E-2,0.99984769515639127,-1.7452406437284448E-2,1.0998324646720306,-1.9197647081012896E-2,1.1998172341876694,-2.0942887724741337E-2]
[null,null,null,null,null,null,null,null,null,null,null,null,null,null,null,null,null,null,360,0.8,-1.960237527853792E-16,0.9,-2.205267218835516E-16,1,-2.45029690981724E-16,1.1000000000000001,-2.695326600798964E-16,1.2,-2.940356291780688E-16]
[null,null,null,null,null,null,null,null,null,null,null,null,null,null,null,null,null,null,1,0.79987815612511304,1.3961925149826811E-2,0.89986292564075221,1.5707165793555161E-2,0.99984769515639127,1.7452406437283512E-2,1.0998324646720306,1.9197647081011866E-2,1.1998172341876694,2.0942887724740213E-2]

{"sheet":"CVG (Dynamic)","index":8,"n_rows":367,"n_cols":20,"rows_kept":367,"cut":false,"hidden":true,"merged":[[4,14,4,15],[4,16,4,17],[1,1,1,17],[3,14,3,17],[2,2,2,11],[4,2,4,3],[4,4,4,5],[4,6,4,7],[4,8,4,9],[4,10,4,11],[3,2,3,3],[3,4,3,5],[3,6,3,7],[3,8,3,9],[3,10,3,11]]}
[]
[null,"CVG Elements"]
[null,null,"CIRCLES (RADIUS)"]
[null,null,{"$f":"IF(Calculator!$F$33=TRUE,\"-20%\",\"\")","v":""},null,{"$f":"IF(Calculator!$F$33=TRUE,\"-10%\",\"\")","v":""},null,0,null,{"$f":"IF(Calculator!$F$33=TRUE,\"+10%\",\"\")","v":""},null,{"$f":"IF(Calculator!$F$33=TRUE,\"+20%\",\"\")","v":""},null,null,null,"BIN LINES",null,null,null,null,"Bin labels"]
[null,null,0.8,null,0.9,null,1,null,1.1000000000000001,null,1.2,null,null,null,"Start",null,"End"]
[null,"Theta","x","y","x","y","x","y","x","y","x","y",null,"Angle","x","y","x","y"]
[null,1,{"$f":"IF(Calculator!$F$33=TRUE,C$5*COS($B7*PI()/180),-100)","v":-100},{"$f":"IF(Calculator!$F$33=TRUE,C$5*SIN($B7*PI()/180),-100)","v":-100},{"$f":"IF(Calculator!$F$33=TRUE,E$5*COS($B7*PI()/180),-100)","v":-100},{"$f":"IF(Calculator!$F$33=TRUE,E$5*SIN($B7*PI()/180),-100)","v":-100},{"$f":"G$5*COS($B7*PI()/180)","v":0.99984769515639127},{"$f":"G$5*SIN($B7*PI()/180)","v":1.7452406437283512E-2},{"$f":"IF(Calculator!$F$33=TRUE,I$5*COS($B7*PI()/180),-100)","v":-100},{"$f":"IF(Calculator!$F$33=TRUE,I$5*SIN($B7*PI()/180),-100)","v":-100},{"$f":"IF(Calculator!$F$33=TRUE,K$5*COS($B7*PI()/180),-100)","v":-100},{"$f":"IF(Calculator!$F$33=TRUE,K$5*SIN($B7*PI()/180),-100)","v":-100},null,0,{"$f":"IF(Calculator!$F$32=TRUE,-Q7,0)","v":0},{"$f":"IF(Calculator!$F$32=TRUE,-R7,0)","v":0},{"$f":"IF(Calculator!$F$32=TRUE,$O$16*COS(N7*PI()/180),0)","v":0},{"$f":"IF(Calculator!$F$32=TRUE,$O$16*SIN(N7*PI()/180),0)","v":0},null,{"$f":"IF(Calculator!F$31=TRUE,1,\"\")","v":""}]
[null,{"$f":"B7+1","v":2},{"$f":"IF(Calculator!$F$33=TRUE,C$5*COS($B8*PI()/180),-100)","v":-100},{"$f":"IF(Calculator!$F$33=TRUE,C$5*SIN($B8*PI()/180),-100)","v":-100},{"$f":"IF(Calculator!$F$33=TRUE,E$5*COS($B8*PI()/180),-100)","v":-100},{"$f":"IF(Calculator!$F$33=TRUE,E$5*SIN($B8*PI()/180),-100)","v":-100},{"$f":"G$5*COS($B8*PI()/180)","v":0.99939082701909576},{"$f":"G$5*SIN($B8*PI()/180)","v":3.4899496702500969E-2},{"$f":"IF(Calculator!$F$33=TRUE,I$5*COS($B8*PI()/180),-100)","v":-100},{"$f":"IF(Calculator!$F$33=TRUE,I$5*SIN($B8*PI()/180),-100)","v":-100},{"$f":"IF(Calculator!$F$33=TRUE,K$5*COS($B8*PI()/180),-100)","v":-100},{"$f":"IF(Calculator!$F$33=TRUE,K$5*SIN($B8*PI()/180),-100)","v":-100},null,22.5,{"$f":"IF(Calculator!$F$32=TRUE,-Q8,0)","v":0},{"$f":"IF(Calculator!$F$32=TRUE,-R8,0)","v":0},{"$f":"IF(Calculator!$F$32=TRUE,$O$16*COS(N8*PI()/180),0)","v":0},{"$f":"IF(Calculator!$F$32=TRUE,$O$16*SIN(N8*PI()/180),0)","v":0},null,{"$f":"IF(Calculator!F$31=TRUE,2,\"\")","v":""}]
[null,{"$f":"B8+1","v":3},{"$f":"IF(Calculator!$F$33=TRUE,C$5*COS($B9*PI()/180),-100)","v":-100},{"$f":"IF(Calculator!$F$33=TRUE,C$5*SIN($B9*PI()/180),-100)","v":-100},{"$f":"IF(Calculator!$F$33=TRUE,E$5*COS($B9*PI()/180),-100)","v":-100},{"$f":"IF(Calculator!$F$33=TRUE,E$5*SIN($B9*PI()/180),-100)","v":-100},0.99862953475457383,5.2335956242943828E-2,{"$f":"IF(Calculator!$F$33=TRUE,I$5*COS($B9*PI()/180),-100)","v":-100},{"$f":"IF(Calculator!$F$33=TRUE,I$5*SIN($B9*PI()/180),-100)","v":-100},{"$f":"IF(Calculator!$F$33=TRUE,K$5*COS($B9*PI()/180),-100)","v":-100},{"$f":"IF(Calculator!$F$33=TRUE,K$5*SIN($B9*PI()/180),-100)","v":-100},null,45,{"$f":"IF(Calculator!$F$32=TRUE,-Q9,0)","v":0},{"$f":"IF(Calculator!$F$32=TRUE,-R9,0)","v":0},{"$f":"IF(Calculator!$F$32=TRUE,$O$16*COS(N9*PI()/180),0)","v":0},{"$f":"IF(Calculator!$F$32=TRUE,$O$16*SIN(N9*PI()/180),0)","v":0},null,{"$f":"IF(Calculator!F$31=TRUE,3,\"\")","v":""}]
[null,4,{"$f":"IF(Calculator!$F$33=TRUE,C$5*COS($B10*PI()/180),-100)","v":-100},{"$f":"IF(Calculator!$F$33=TRUE,C$5*SIN($B10*PI()/180),-100)","v":-100},{"$f":"IF(Calculator!$F$33=TRUE,E$5*COS($B10*PI()/180),-100)","v":-100},{"$f":"IF(Calculator!$F$33=TRUE,E$5*SIN($B10*PI()/180),-100)","v":-100},0.9975640502598242,6.9756473744125302E-2,{"$f":"IF(Calculator!$F$33=TRUE,I$5*COS($B10*PI()/180),-100)","v":-100},{"$f":"IF(Calculator!$F$33=TRUE,I$5*SIN($B10*PI()/180),-100)","v":-100},{"$f":"IF(Calculator!$F$33=TRUE,K$5*COS($B10*PI()/180),-100)","v":-100},{"$f":"IF(Calculator!$F$33=TRUE,K$5*SIN($B10*PI()/180),-100)","v":-100},null,67.5,{"$f":"IF(Calculator!$F$32=TRUE,-Q10,0)","v":0},{"$f":"IF(Calculator!$F$32=TRUE,-R10,0)","v":0},{"$f":"IF(Calculator!$F$32=TRUE,$O$16*COS(N10*PI()/180),0)","v":0},{"$f":"IF(Calculator!$F$32=TRUE,$O$16*SIN(N10*PI()/180),0)","v":0},null,{"$f":"IF(Calculator!F$31=TRUE,4,\"\")","v":""}]
[null,5,{"$f":"IF(Calculator!$F$33=TRUE,C$5*COS($B11*PI()/180),-100)","v":-100},{"$f":"IF(Calculator!$F$33=TRUE,C$5*SIN($B11*PI()/180),-100)","v":-100},{"$f":"IF(Calculator!$F$33=TRUE,E$5*COS($B11*PI()/180),-100)","v":-100},{"$f":"IF(Calculator!$F$33=TRUE,E$5*SIN($B11*PI()/180),-100)","v":-100},0.99619469809174555,8.7155742747658166E-2,{"$f":"IF(Calculator!$F$33=TRUE,I$5*COS($B11*PI()/180),-100)","v":-100},{"$f":"IF(Calculator!$F$33=TRUE,I$5*SIN($B11*PI()/180),-100)","v":-100},{"$f":"IF(Calculator!$F$33=TRUE,K$5*COS($B11*PI()/180),-100)","v":-100},{"$f":"IF(Calculator!$F$33=TRUE,K$5*SIN($B11*PI()/180),-100)","v":-100},null,90,{"$f":"IF(Calculator!$F$32=TRUE,-Q11,0)","v":0},{"$f":"IF(Calculator!$F$32=TRUE,-R11,0)","v":0},{"$f":"IF(Calculator!$F$32=TRUE,$O$16*COS(N11*PI()/180),0)","v":0},{"$f":"IF(Calculator!$F$32=TRUE,$O$16*SIN(N11*PI()/180),0)","v":0},null,{"$f":"IF(Calculator!F$31=TRUE,5,\"\")","v":""}]
[null,6,{"$f":"IF(Calculator!$F$33=TRUE,C$5*COS($B12*PI()/180),-100)","v":-100},{"$f":"IF(Calculator!$F$33=TRUE,C$5*SIN($B12*PI()/180),-100)","v":-100},{"$f":"IF(Calculator!$F$33=TRUE,E$5*COS($B12*PI()/180),-100)","v":-100},{"$f":"IF(Calculator!$F$33=TRUE,E$5*SIN($B12*PI()/180),-100)","v":-100},0.99452189536827329,0.10452846326765346,{"$f":"IF(Calculator!$F$33=TRUE,I$5*COS($B12*PI()/180),-100)","v":-100},{"$f":"IF(Calculator!$F$33=TRUE,I$5*SIN($B12*PI()/180),-100)","v":-100},{"$f":"IF(Calculator!$F$33=TRUE,K$5*COS($B12*PI()/180),-100)","v":-100},{"$f":"IF(Calculator!$F$33=TRUE,K$5*SIN($B12*PI()/180),-100)","v":-100},null,112.5,{"$f":"IF(Calculator!$F$32=TRUE,-Q12,0)","v":0},{"$f":"IF(Calculator!$F$32=TRUE,-R12,0)","v":0},{"$f":"IF(Calculator!$F$32=TRUE,$O$16*COS(N12*PI()/180),0)","v":0},{"$f":"IF(Calculator!$F$32=TRUE,$O$16*SIN(N12*PI()/180),0)","v":0},null,{"$f":"IF(Calculator!F$31=TRUE,6,\"\")","v":""}]
[null,7,{"$f":"IF(Calculator!$F$33=TRUE,C$5*COS($B13*PI()/180),-100)","v":-100},{"$f":"IF(Calculator!$F$33=TRUE,C$5*SIN($B13*PI()/180),-100)","v":-100},{"$f":"IF(Calculator!$F$33=TRUE,E$5*COS($B13*PI()/180),-100)","v":-100},{"$f":"IF(Calculator!$F$33=TRUE,E$5*SIN($B13*PI()/180),-100)","v":-100},0.99254615164132198,0.12186934340514748,{"$f":"IF(Calculator!$F$33=TRUE,I$5*COS($B13*PI()/180),-100)","v":-100},{"$f":"IF(Calculator!$F$33=TRUE,I$5*SIN($B13*PI()/180),-100)","v":-100},{"$f":"IF(Calculator!$F$33=TRUE,K$5*COS($B13*PI()/180),-100)","v":-100},{"$f":"IF(Calculator!$F$33=TRUE,K$5*SIN($B13*PI()/180),-100)","v":-100},null,135,{"$f":"IF(Calculator!$F$32=TRUE,-Q13,0)","v":0},{"$f":"IF(Calculator!$F$32=TRUE,-R13,0)","v":0},{"$f":"IF(Calculator!$F$32=TRUE,$O$16*COS(N13*PI()/180),0)","v":0},{"$f":"IF(Calculator!$F$32=TRUE,$O$16*SIN(N13*PI()/180),0)","v":0},null,{"$f":"IF(Calculator!F$31=TRUE,7,\"\")","v":""}]
[null,8,{"$f":"IF(Calculator!$F$33=TRUE,C$5*COS($B14*PI()/180),-100)","v":-100},{"$f":"IF(Calculator!$F$33=TRUE,C$5*SIN($B14*PI()/180),-100)","v":-100},{"$f":"IF(Calculator!$F$33=TRUE,E$5*COS($B14*PI()/180),-100)","v":-100},{"$f":"IF(Calculator!$F$33=TRUE,E$5*SIN($B14*PI()/180),-100)","v":-100},0.99026806874157036,0.13917310096006544,{"$f":"IF(Calculator!$F$33=TRUE,I$5*COS($B14*PI()/180),-100)","v":-100},{"$f":"IF(Calculator!$F$33=TRUE,I$5*SIN($B14*PI()/180),-100)","v":-100},{"$f":"IF(Calculator!$F$33=TRUE,K$5*COS($B14*PI()/180),-100)","v":-100},{"$f":"IF(Calculator!$F$33=TRUE,K$5*SIN($B14*PI()/180),-100)","v":-100},null,157.5,{"$f":"IF(Calculator!$F$32=TRUE,-Q14,0)","v":0},{"$f":"IF(Calculator!$F$32=TRUE,-R14,0)","v":0},{"$f":"IF(Calculator!$F$32=TRUE,$O$16*COS(N14*PI()/180),0)","v":0},{"$f":"IF(Calculator!$F$32=TRUE,$O$16*SIN(N14*PI()/180),0)","v":0},null,{"$f":"IF(Calculator!F$31=TRUE,8,\"\")","v":""}]
[null,9,{"$f":"IF(Calculator!$F$33=TRUE,C$5*COS($B15*PI()/180),-100)","v":-100},{"$f":"IF(Calculator!$F$33=TRUE,C$5*SIN($B15*PI()/180),-100)","v":-100},{"$f":"IF(Calculator!$F$33=TRUE,E$5*COS($B15*PI()/180),-100)","v":-100},{"$f":"IF(Calculator!$F$33=TRUE,E$5*SIN($B15*PI()/180),-100)","v":-100},0.98768834059513777,0.15643446504023087,{"$f":"IF(Calculator!$F$33=TRUE,I$5*COS($B15*PI()/180),-100)","v":-100},{"$f":"IF(Calculator!$F$33=TRUE,I$5*SIN($B15*PI()/180),-100)","v":-100},{"$f":"IF(Calculator!$F$33=TRUE,K$5*COS($B15*PI()/180),-100)","v":-100},{"$f":"IF(Calculator!$F$33=TRUE,K$5*SIN($B15*PI()/180),-100)","v":-100},null,null,null,null,null,null,null,{"$f":"IF(Calculator!F$31=TRUE,9,\"\")","v":""}]
[null,10,{"$f":"IF(Calculator!$F$33=TRUE,C$5*COS($B16*PI()/180),-100)","v":-100},{"$f":"IF(Calculator!$F$33=TRUE,C$5*SIN($B16*PI()/180),-100)","v":-100},{"$f":"IF(Calculator!$F$33=TRUE,E$5*COS($B16*PI()/180),-100)","v":-100},{"$f":"IF(Calculator!$F$33=TRUE,E$5*SIN($B16*PI()/180),-100)","v":-100},0.98480775301220802,0.17364817766693033,{"$f":"IF(Calculator!$F$33=TRUE,I$5*COS($B16*PI()/180),-100)","v":-100},{"$f":"IF(Calculator!$F$33=TRUE,I$5*SIN($B16*PI()/180),-100)","v":-100},{"$f":"IF(Calculator!$F$33=TRUE,K$5*COS($B16*PI()/180),-100)","v":-100},{"$f":"IF(Calculator!$F$33=TRUE,K$5*SIN($B16*PI()/180),-100)","v":-100},null,"Length:",1.5,null,null,null,null,{"$f":"IF(Calculator!F$31=TRUE,10,\"\")","v":""}]
[null,11,{"$f":"IF(Calculator!$F$33=TRUE,C$5*COS($B17*PI()/180),-100)","v":-100},{"$f":"IF(Calculator!$F$33=TRUE,C$5*SIN($B17*PI()/180),-100)","v":-100},{"$f":"IF(Calculator!$F$33=TRUE,E$5*COS($B17*PI()/180),-100)","v":-100},{"$f":"IF(Calculator!$F$33=TRUE,E$5*SIN($B17*PI()/180),-100)","v":-100},0.98162718344766398,0.1908089953765448,{"$f":"IF(Calculator!$F$33=TRUE,I$5*COS($B17*PI()/180),-100)","v":-100},{"$f":"IF(Calculator!$F$33=TRUE,I$5*SIN($B17*PI()/180),-100)","v":-100},{"$f":"IF(Calculator!$F$33=TRUE,K$5*COS($B17*PI()/180),-100)","v":-100},{"$f":"IF(Calculator!$F$33=TRUE,K$5*SIN($B17*PI()/180),-100)","v":-100},null,null,null,null,null,null,null,{"$f":"IF(Calculator!F$31=TRUE,11,\"\")","v":""}]
[null,12,{"$f":"IF(Calculator!$F$33=TRUE,C$5*COS($B18*PI()/180),-100)","v":-100},{"$f":"IF(Calculator!$F$33=TRUE,C$5*SIN($B18*PI()/180),-100)","v":-100},{"$f":"IF(Calculator!$F$33=TRUE,E$5*COS($B18*PI()/180),-100)","v":-100},{"$f":"IF(Calculator!$F$33=TRUE,E$5*SIN($B18*PI()/180),-100)","v":-100},0.97814760073380569,0.20791169081775931,{"$f":"IF(Calculator!$F$33=TRUE,I$5*COS($B18*PI()/180),-100)","v":-100},{"$f":"IF(Calculator!$F$33=TRUE,I$5*SIN($B18*PI()/180),-100)","v":-100},{"$f":"IF(Calculator!$F$33=TRUE,K$5*COS($B18*PI()/180),-100)","v":-100},{"$f":"IF(Calculator!$F$33=TRUE,K$5*SIN($B18*PI()/180),-100)","v":-100},null,null,null,null,null,null,null,{"$f":"IF(Calculator!F$31=TRUE,12,\"\")","v":""}]
[null,13,{"$f":"IF(Calculator!$F$33=TRUE,C$5*COS($B19*PI()/180),-100)","v":-100},{"$f":"IF(Calculator!$F$33=TRUE,C$5*SIN($B19*PI()/180),-100)","v":-100},{"$f":"IF(Calculator!$F$33=TRUE,E$5*COS($B19*PI()/180),-100)","v":-100},{"$f":"IF(Calculator!$F$33=TRUE,E$5*SIN($B19*PI()/180),-100)","v":-100},0.97437006478523525,0.224951054343865,{"$f":"IF(Calculator!$F$33=TRUE,I$5*COS($B19*PI()/180),-100)","v":-100},{"$f":"IF(Calculator!$F$33=TRUE,I$5*SIN($B19*PI()/180),-100)","v":-100},{"$f":"IF(Calculator!$F$33=TRUE,K$5*COS($B19*PI()/180),-100)","v":-100},{"$f":"IF(Calculator!$F$33=TRUE,K$5*SIN($B19*PI()/180),-100)","v":-100},null,null,null,null,null,null,null,{"$f":"IF(Calculator!F$31=TRUE,13,\"\")","v":""}]
[null,14,{"$f":"IF(Calculator!$F$33=TRUE,C$5*COS($B20*PI()/180),-100)","v":-100},{"$f":"IF(Calculator!$F$33=TRUE,C$5*SIN($B20*PI()/180),-100)","v":-100},{"$f":"IF(Calculator!$F$33=TRUE,E$5*COS($B20*PI()/180),-100)","v":-100},{"$f":"IF(Calculator!$F$33=TRUE,E$5*SIN($B20*PI()/180),-100)","v":-100},0.97029572627599647,0.24192189559966773,{"$f":"IF(Calculator!$F$33=TRUE,I$5*COS($B20*PI()/180),-100)","v":-100},{"$f":"IF(Calculator!$F$33=TRUE,I$5*SIN($B20*PI()/180),-100)","v":-100},{"$f":"IF(Calculator!$F$33=TRUE,K$5*COS($B20*PI()/180),-100)","v":-100},{"$f":"IF(Calculator!$F$33=TRUE,K$5*SIN($B20*PI()/180),-100)","v":-100},null,null,null,null,null,null,null,{"$f":"IF(Calculator!F$31=TRUE,14,\"\")","v":""}]
[null,15,{"$f":"IF(Calculator!$F$33=TRUE,C$5*COS($B21*PI()/180),-100)","v":-100},{"$f":"IF(Calculator!$F$33=TRUE,C$5*SIN($B21*PI()/180),-100)","v":-100},{"$f":"IF(Calculator!$F$33=TRUE,E$5*COS($B21*PI()/180),-100)","v":-100},{"$f":"IF(Calculator!$F$33=TRUE,E$5*SIN($B21*PI()/180),-100)","v":-100},0.96592582628906831,0.25881904510252074,{"$f":"IF(Calculator!$F$33=TRUE,I$5*COS($B21*PI()/180),-100)","v":-100},{"$f":"IF(Calculator!$F$33=TRUE,I$5*SIN($B21*PI()/180),-100)","v":-100},{"$f":"IF(Calculator!$F$33=TRUE,K$5*COS($B21*PI()/180),-100)","v":-100},{"$f":"IF(Calculator!$F$33=TRUE,K$5*SIN($B21*PI()/180),-100)","v":-100},null,null,null,null,null,null,null,{"$f":"IF(Calculator!F$31=TRUE,15,\"\")","v":""}]
[null,16,{"$f":"IF(Calculator!$F$33=TRUE,C$5*COS($B22*PI()/180),-100)","v":-100},{"$f":"IF(Calculator!$F$33=TRUE,C$5*SIN($B22*PI()/180),-100)","v":-100},{"$f":"IF(Calculator!$F$33=TRUE,E$5*COS($B22*PI()/180),-100)","v":-100},{"$f":"IF(Calculator!$F$33=TRUE,E$5*SIN($B22*PI()/180),-100)","v":-100},0.96126169593831889,0.27563735581699916,{"$f":"IF(Calculator!$F$33=TRUE,I$5*COS($B22*PI()/180),-100)","v":-100},{"$f":"IF(Calculator!$F$33=TRUE,I$5*SIN($B22*PI()/180),-100)","v":-100},{"$f":"IF(Calculator!$F$33=TRUE,K$5*COS($B22*PI()/180),-100)","v":-100},{"$f":"IF(Calculator!$F$33=TRUE,K$5*SIN($B22*PI()/180),-100)","v":-100},null,null,null,null,null,null,null,{"$f":"IF(Calculator!F$31=TRUE,16,\"\")","v":""}]
[null,17,{"$f":"IF(Calculator!$F$33=TRUE,C$5*COS($B23*PI()/180),-100)","v":-100},{"$f":"IF(Calculator!$F$33=TRUE,C$5*SIN($B23*PI()/180),-100)","v":-100},{"$f":"IF(Calculator!$F$33=TRUE,E$5*COS($B23*PI()/180),-100)","v":-100},{"$f":"IF(Calculator!$F$33=TRUE,E$5*SIN($B23*PI()/180),-100)","v":-100},0.95630475596303544,0.29237170472273677,{"$f":"IF(Calculator!$F$33=TRUE,I$5*COS($B23*PI()/180),-100)","v":-100},{"$f":"IF(Calculator!$F$33=TRUE,I$5*SIN($B23*PI()/180),-100)","v":-100},{"$f":"IF(Calculator!$F$33=TRUE,K$5*COS($B23*PI()/180),-100)","v":-100},{"$f":"IF(Calculator!$F$33=TRUE,K$5*SIN($B23*PI()/180),-100)","v":-100}]
[null,18,{"$f":"IF(Calculator!$F$33=TRUE,C$5*COS($B24*PI()/180),-100)","v":-100},{"$f":"IF(Calculator!$F$33=TRUE,C$5*SIN($B24*PI()/180),-100)","v":-100},{"$f":"IF(Calculator!$F$33=TRUE,E$5*COS($B24*PI()/180),-100)","v":-100},{"$f":"IF(Calculator!$F$33=TRUE,E$5*SIN($B24*PI()/180),-100)","v":-100},0.95105651629515353,0.3090169943749474,{"$f":"IF(Calculator!$F$33=TRUE,I$5*COS($B24*PI()/180),-100)","v":-100},{"$f":"IF(Calculator!$F$33=TRUE,I$5*SIN($B24*PI()/180),-100)","v":-100},{"$f":"IF(Calculator!$F$33=TRUE,K$5*COS($B24*PI()/180),-100)","v":-100},{"$f":"IF(Calculator!$F$33=TRUE,K$5*SIN($B24*PI()/180),-100)","v":-100}]
[null,19,{"$f":"IF(Calculator!$F$33=TRUE,C$5*COS($B25*PI()/180),-100)","v":-100},{"$f":"IF(Calculator!$F$33=TRUE,C$5*SIN($B25*PI()/180),-100)","v":-100},{"$f":"IF(Calculator!$F$33=TRUE,E$5*COS($B25*PI()/180),-100)","v":-100},{"$f":"IF(Calculator!$F$33=TRUE,E$5*SIN($B25*PI()/180),-100)","v":-100},0.94551857559931685,0.32556815445715664,{"$f":"IF(Calculator!$F$33=TRUE,I$5*COS($B25*PI()/180),-100)","v":-100},{"$f":"IF(Calculator!$F$33=TRUE,I$5*SIN($B25*PI()/180),-100)","v":-100},{"$f":"IF(Calculator!$F$33=TRUE,K$5*COS($B25*PI()/180),-100)","v":-100},{"$f":"IF(Calculator!$F$33=TRUE,K$5*SIN($B25*PI()/180),-100)","v":-100}]
[null,20,{"$f":"IF(Calculator!$F$33=TRUE,C$5*COS($B26*PI()/180),-100)","v":-100},{"$f":"IF(Calculator!$F$33=TRUE,C$5*SIN($B26*PI()/180),-100)","v":-100},{"$f":"IF(Calculator!$F$33=TRUE,E$5*COS($B26*PI()/180),-100)","v":-100},{"$f":"IF(Calculator!$F$33=TRUE,E$5*SIN($B26*PI()/180),-100)","v":-100},0.93969262078590843,0.34202014332566871,{"$f":"IF(Calculator!$F$33=TRUE,I$5*COS($B26*PI()/180),-100)","v":-100},{"$f":"IF(Calculator!$F$33=TRUE,I$5*SIN($B26*PI()/180),-100)","v":-100},{"$f":"IF(Calculator!$F$33=TRUE,K$5*COS($B26*PI()/180),-100)","v":-100},{"$f":"IF(Calculator!$F$33=TRUE,K$5*SIN($B26*PI()/180),-100)","v":-100}]
[null,21,{"$f":"IF(Calculator!$F$33=TRUE,C$5*COS($B27*PI()/180),-100)","v":-100},{"$f":"IF(Calculator!$F$33=TRUE,C$5*SIN($B27*PI()/180),-100)","v":-100},{"$f":"IF(Calculator!$F$33=TRUE,E$5*COS($B27*PI()/180),-100)","v":-100},{"$f":"IF(Calculator!$F$33=TRUE,E$5*SIN($B27*PI()/180),-100)","v":-100},0.93358042649720174,0.35836794954530027,{"$f":"IF(Calculator!$F$33=TRUE,I$5*COS($B27*PI()/180),-100)","v":-100},{"$f":"IF(Calculator!$F$33=TRUE,I$5*SIN($B27*PI()/180),-100)","v":-100},{"$f":"IF(Calculator!$F$33=TRUE,K$5*COS($B27*PI()/180),-100)","v":-100},{"$f":"IF(Calculator!$F$33=TRUE,K$5*SIN($B27*PI()/180),-100)","v":-100}]
[null,22,{"$f":"IF(Calculator!$F$33=TRUE,C$5*COS($B28*PI()/180),-100)","v":-100},{"$f":"IF(Calculator!$F$33=TRUE,C$5*SIN($B28*PI()/180),-100)","v":-100},{"$f":"IF(Calculator!$F$33=TRUE,E$5*COS($B28*PI()/180),-100)","v":-100},{"$f":"IF(Calculator!$F$33=TRUE,E$5*SIN($B28*PI()/180),-100)","v":-100},0.92718385456678742,0.37460659341591201,{"$f":"IF(Calculator!$F$33=TRUE,I$5*COS($B28*PI()/180),-100)","v":-100},{"$f":"IF(Calculator!$F$33=TRUE,I$5*SIN($B28*PI()/180),-100)","v":-100},{"$f":"IF(Calculator!$F$33=TRUE,K$5*COS($B28*PI()/180),-100)","v":-100},{"$f":"IF(Calculator!$F$33=TRUE,K$5*SIN($B28*PI()/180),-100)","v":-100}]
[null,23,{"$f":"IF(Calculator!$F$33=TRUE,C$5*COS($B29*PI()/180),-100)","v":-100},{"$f":"IF(Calculator!$F$33=TRUE,C$5*SIN($B29*PI()/180),-100)","v":-100},{"$f":"IF(Calculator!$F$33=TRUE,E$5*COS($B29*PI()/180),-100)","v":-100},{"$f":"IF(Calculator!$F$33=TRUE,E$5*SIN($B29*PI()/180),-100)","v":-100},0.92050485345244037,0.39073112848927372,{"$f":"IF(Calculator!$F$33=TRUE,I$5*COS($B29*PI()/180),-100)","v":-100},{"$f":"IF(Calculator!$F$33=TRUE,I$5*SIN($B29*PI()/180),-100)","v":-100},{"$f":"IF(Calculator!$F$33=TRUE,K$5*COS($B29*PI()/180),-100)","v":-100},{"$f":"IF(Calculator!$F$33=TRUE,K$5*SIN($B29*PI()/180),-100)","v":-100}]
[null,24,{"$f":"IF(Calculator!$F$33=TRUE,C$5*COS($B30*PI()/180),-100)","v":-100},{"$f":"IF(Calculator!$F$33=TRUE,C$5*SIN($B30*PI()/180),-100)","v":-100},{"$f":"IF(Calculator!$F$33=TRUE,E$5*COS($B30*PI()/180),-100)","v":-100},{"$f":"IF(Calculator!$F$33=TRUE,E$5*SIN($B30*PI()/180),-100)","v":-100},0.91354545764260087,0.40673664307580015,{"$f":"IF(Calculator!$F$33=TRUE,I$5*COS($B30*PI()/180),-100)","v":-100},{"$f":"IF(Calculator!$F$33=TRUE,I$5*SIN($B30*PI()/180),-100)","v":-100},{"$f":"IF(Calculator!$F$33=TRUE,K$5*COS($B30*PI()/180),-100)","v":-100},{"$f":"IF(Calculator!$F$33=TRUE,K$5*SIN($B30*PI()/180),-100)","v":-100}]
[null,25,{"$f":"IF(Calculator!$F$33=TRUE,C$5*COS($B31*PI()/180),-100)","v":-100},{"$f":"IF(Calculator!$F$33=TRUE,C$5*SIN($B31*PI()/180),-100)","v":-100},{"$f":"IF(Calculator!$F$33=TRUE,E$5*COS($B31*PI()/180),-100)","v":-100},{"$f":"IF(Calculator!$F$33=TRUE,E$5*SIN($B31*PI()/180),-100)","v":-100},0.90630778703664994,0.42261826174069944,{"$f":"IF(Calculator!$F$33=TRUE,I$5*COS($B31*PI()/180),-100)","v":-100},{"$f":"IF(Calculator!$F$33=TRUE,I$5*SIN($B31*PI()/180),-100)","v":-100},{"$f":"IF(Calculator!$F$33=TRUE,K$5*COS($B31*PI()/180),-100)","v":-100},{"$f":"IF(Calculator!$F$33=TRUE,K$5*SIN($B31*PI()/180),-100)","v":-100}]
[null,26,{"$f":"IF(Calculator!$F$33=TRUE,C$5*COS($B32*PI()/180),-100)","v":-100},{"$f":"IF(Calculator!$F$33=TRUE,C$5*SIN($B32*PI()/180),-100)","v":-100},{"$f":"IF(Calculator!$F$33=TRUE,E$5*COS($B32*PI()/180),-100)","v":-100},{"$f":"IF(Calculator!$F$33=TRUE,E$5*SIN($B32*PI()/180),-100)","v":-100},0.89879404629916704,0.4383711467890774,{"$f":"IF(Calculator!$F$33=TRUE,I$5*COS($B32*PI()/180),-100)","v":-100},{"$f":"IF(Calculator!$F$33=TRUE,I$5*SIN($B32*PI()/180),-100)","v":-100},{"$f":"IF(Calculator!$F$33=TRUE,K$5*COS($B32*PI()/180),-100)","v":-100},{"$f":"IF(Calculator!$F$33=TRUE,K$5*SIN($B32*PI()/180),-100)","v":-100}]
[null,27,{"$f":"IF(Calculator!$F$33=TRUE,C$5*COS($B33*PI()/180),-100)","v":-100},{"$f":"IF(Calculator!$F$33=TRUE,C$5*SIN($B33*PI()/180),-100)","v":-100},{"$f":"IF(Calculator!$F$33=TRUE,E$5*COS($B33*PI()/180),-100)","v":-100},{"$f":"IF(Calculator!$F$33=TRUE,E$5*SIN($B33*PI()/180),-100)","v":-100},0.8910065241883679,0.45399049973954675,{"$f":"IF(Calculator!$F$33=TRUE,I$5*COS($B33*PI()/180),-100)","v":-100},{"$f":"IF(Calculator!$F$33=TRUE,I$5*SIN($B33*PI()/180),-100)","v":-100},{"$f":"IF(Calculator!$F$33=TRUE,K$5*COS($B33*PI()/180),-100)","v":-100},{"$f":"IF(Calculator!$F$33=TRUE,K$5*SIN($B33*PI()/180),-100)","v":-100}]
[null,28,{"$f":"IF(Calculator!$F$33=TRUE,C$5*COS($B34*PI()/180),-100)","v":-100},{"$f":"IF(Calculator!$F$33=TRUE,C$5*SIN($B34*PI()/180),-100)","v":-100},{"$f":"IF(Calculator!$F$33=TRUE,E$5*COS($B34*PI()/180),-100)","v":-100},{"$f":"IF(Calculator!$F$33=TRUE,E$5*SIN($B34*PI()/180),-100)","v":-100},0.88294759285892699,0.46947156278589081,{"$f":"IF(Calculator!$F$33=TRUE,I$5*COS($B34*PI()/180),-100)","v":-100},{"$f":"IF(Calculator!$F$33=TRUE,I$5*SIN($B34*PI()/180),-100)","v":-100},{"$f":"IF(Calculator!$F$33=TRUE,K$5*COS($B34*PI()/180),-100)","v":-100},{"$f":"IF(Calculator!$F$33=TRUE,K$5*SIN($B34*PI()/180),-100)","v":-100}]
[null,29,{"$f":"IF(Calculator!$F$33=TRUE,C$5*COS($B35*PI()/180),-100)","v":-100},{"$f":"IF(Calculator!$F$33=TRUE,C$5*SIN($B35*PI()/180),-100)","v":-100},{"$f":"IF(Calculator!$F$33=TRUE,E$5*COS($B35*PI()/180),-100)","v":-100},{"$f":"IF(Calculator!$F$33=TRUE,E$5*SIN($B35*PI()/180),-100)","v":-100},0.87461970713939574,0.48480962024633706,{"$f":"IF(Calculator!$F$33=TRUE,I$5*COS($B35*PI()/180),-100)","v":-100},{"$f":"IF(Calculator!$F$33=TRUE,I$5*SIN($B35*PI()/180),-100)","v":-100},{"$f":"IF(Calculator!$F$33=TRUE,K$5*COS($B35*PI()/180),-100)","v":-100},{"$f":"IF(Calculator!$F$33=TRUE,K$5*SIN($B35*PI()/180),-100)","v":-100}]
[null,30,{"$f":"IF(Calculator!$F$33=TRUE,C$5*COS($B36*PI()/180),-100)","v":-100},{"$f":"IF(Calculator!$F$33=TRUE,C$5*SIN($B36*PI()/180),-100)","v":-100},{"$f":"IF(Calculator!$F$33=TRUE,E$5*COS($B36*PI()/180),-100)","v":-100},{"$f":"IF(Calculator!$F$33=TRUE,E$5*SIN($B36*PI()/180),-100)","v":-100},0.86602540378443871,0.49999999999999994,{"$f":"IF(Calculator!$F$33=TRUE,I$5*COS($B36*PI()/180),-100)","v":-100},{"$f":"IF(Calculator!$F$33=TRUE,I$5*SIN($B36*PI()/180),-100)","v":-100},{"$f":"IF(Calculator!$F$33=TRUE,K$5*COS($B36*PI()/180),-100)","v":-100},{"$f":"IF(Calculator!$F$33=TRUE,K$5*SIN($B36*PI()/180),-100)","v":-100}]
[null,31,{"$f":"IF(Calculator!$F$33=TRUE,C$5*COS($B37*PI()/180),-100)","v":-100},{"$f":"IF(Calculator!$F$33=TRUE,C$5*SIN($B37*PI()/180),-100)","v":-100},{"$f":"IF(Calculator!$F$33=TRUE,E$5*COS($B37*PI()/180),-100)","v":-100},{"$f":"IF(Calculator!$F$33=TRUE,E$5*SIN($B37*PI()/180),-100)","v":-100},0.85716730070211233,0.51503807491005416,{"$f":"IF(Calculator!$F$33=TRUE,I$5*COS($B37*PI()/180),-100)","v":-100},{"$f":"IF(Calculator!$F$33=TRUE,I$5*SIN($B37*PI()/180),-100)","v":-100},{"$f":"IF(Calculator!$F$33=TRUE,K$5*COS($B37*PI()/180),-100)","v":-100},{"$f":"IF(Calculator!$F$33=TRUE,K$5*SIN($B37*PI()/180),-100)","v":-100}]
[null,32,{"$f":"IF(Calculator!$F$33=TRUE,C$5*COS($B38*PI()/180),-100)","v":-100},{"$f":"IF(Calculator!$F$33=TRUE,C$5*SIN($B38*PI()/180),-100)","v":-100},{"$f":"IF(Calculator!$F$33=TRUE,E$5*COS($B38*PI()/180),-100)","v":-100},{"$f":"IF(Calculator!$F$33=TRUE,E$5*SIN($B38*PI()/180),-100)","v":-100},0.84804809615642596,0.5299192642332049,{"$f":"IF(Calculator!$F$33=TRUE,I$5*COS($B38*PI()/180),-100)","v":-100},{"$f":"IF(Calculator!$F$33=TRUE,I$5*SIN($B38*PI()/180),-100)","v":-100},{"$f":"IF(Calculator!$F$33=TRUE,K$5*COS($B38*PI()/180),-100)","v":-100},{"$f":"IF(Calculator!$F$33=TRUE,K$5*SIN($B38*PI()/180),-100)","v":-100}]
[null,33,{"$f":"IF(Calculator!$F$33=TRUE,C$5*COS($B39*PI()/180),-100)","v":-100},{"$f":"IF(Calculator!$F$33=TRUE,C$5*SIN($B39*PI()/180),-100)","v":-100},{"$f":"IF(Calculator!$F$33=TRUE,E$5*COS($B39*PI()/180),-100)","v":-100},{"$f":"IF(Calculator!$F$33=TRUE,E$5*SIN($B39*PI()/180),-100)","v":-100},0.83867056794542405,0.54463903501502708,{"$f":"IF(Calculator!$F$33=TRUE,I$5*COS($B39*PI()/180),-100)","v":-100},{"$f":"IF(Calculator!$F$33=TRUE,I$5*SIN($B39*PI()/180),-100)","v":-100},{"$f":"IF(Calculator!$F$33=TRUE,K$5*COS($B39*PI()/180),-100)","v":-100},{"$f":"IF(Calculator!$F$33=TRUE,K$5*SIN($B39*PI()/180),-100)","v":-100}]
[null,34,{"$f":"IF(Calculator!$F$33=TRUE,C$5*COS($B40*PI()/180),-100)","v":-100},{"$f":"IF(Calculator!$F$33=TRUE,C$5*SIN($B40*PI()/180),-100)","v":-100},{"$f":"IF(Calculator!$F$33=TRUE,E$5*COS($B40*PI()/180),-100)","v":-100},{"$f":"IF(Calculator!$F$33=TRUE,E$5*SIN($B40*PI()/180),-100)","v":-100},0.82903757255504162,0.5591929034707469,{"$f":"IF(Calculator!$F$33=TRUE,I$5*COS($B40*PI()/180),-100)","v":-100},{"$f":"IF(Calculator!$F$33=TRUE,I$5*SIN($B40*PI()/180),-100)","v":-100},{"$f":"IF(Calculator!$F$33=TRUE,K$5*COS($B40*PI()/180),-100)","v":-100},{"$f":"IF(Calculator!$F$33=TRUE,K$5*SIN($B40*PI()/180),-100)","v":-100}]
[null,35,{"$f":"IF(Calculator!$F$33=TRUE,C$5*COS($B41*PI()/180),-100)","v":-100},{"$f":"IF(Calculator!$F$33=TRUE,C$5*SIN($B41*PI()/180),-100)","v":-100},{"$f":"IF(Calculator!$F$33=TRUE,E$5*COS($B41*PI()/180),-100)","v":-100},{"$f":"IF(Calculator!$F$33=TRUE,E$5*SIN($B41*PI()/180),-100)","v":-100},0.8191520442889918,0.57357643635104605,{"$f":"IF(Calculator!$F$33=TRUE,I$5*COS($B41*PI()/180),-100)","v":-100},{"$f":"IF(Calculator!$F$33=TRUE,I$5*SIN($B41*PI()/180),-100)","v":-100},{"$f":"IF(Calculator!$F$33=TRUE,K$5*COS($B41*PI()/180),-100)","v":-100},{"$f":"IF(Calculator!$F$33=TRUE,K$5*SIN($B41*PI()/180),-100)","v":-100}]
[null,36,{"$f":"IF(Calculator!$F$33=TRUE,C$5*COS($B42*PI()/180),-100)","v":-100},{"$f":"IF(Calculator!$F$33=TRUE,C$5*SIN($B42*PI()/180),-100)","v":-100},{"$f":"IF(Calculator!$F$33=TRUE,E$5*COS($B42*PI()/180),-100)","v":-100},{"$f":"IF(Calculator!$F$33=TRUE,E$5*SIN($B42*PI()/180),-100)","v":-100},0.80901699437494745,0.58778525229247314,{"$f":"IF(Calculator!$F$33=TRUE,I$5*COS($B42*PI()/180),-100)","v":-100},{"$f":"IF(Calculator!$F$33=TRUE,I$5*SIN($B42*PI()/180),-100)","v":-100},{"$f":"IF(Calculator!$F$33=TRUE,K$5*COS($B42*PI()/180),-100)","v":-100},{"$f":"IF(Calculator!$F$33=TRUE,K$5*SIN($B42*PI()/180),-100)","v":-100}]
[null,37,{"$f":"IF(Calculator!$F$33=TRUE,C$5*COS($B43*PI()/180),-100)","v":-100},{"$f":"IF(Calculator!$F$33=TRUE,C$5*SIN($B43*PI()/180),-100)","v":-100},{"$f":"IF(Calculator!$F$33=TRUE,E$5*COS($B43*PI()/180),-100)","v":-100},{"$f":"IF(Calculator!$F$33=TRUE,E$5*SIN($B43*PI()/180),-100)","v":-100},0.79863551004729283,0.60181502315204827,{"$f":"IF(Calculator!$F$33=TRUE,I$5*COS($B43*PI()/180),-100)","v":-100},{"$f":"IF(Calculator!$F$33=TRUE,I$5*SIN($B43*PI()/180),-100)","v":-100},{"$f":"IF(Calculator!$F$33=TRUE,K$5*COS($B43*PI()/180),-100)","v":-100},{"$f":"IF(Calculator!$F$33=TRUE,K$5*SIN($B43*PI()/180),-100)","v":-100}]
[null,38,{"$f":"IF(Calculator!$F$33=TRUE,C$5*COS($B44*PI()/180),-100)","v":-100},{"$f":"IF(Calculator!$F$33=TRUE,C$5*SIN($B44*PI()/180),-100)","v":-100},{"$f":"IF(Calculator!$F$33=TRUE,E$5*COS($B44*PI()/180),-100)","v":-100},{"$f":"IF(Calculator!$F$33=TRUE,E$5*SIN($B44*PI()/180),-100)","v":-100},0.78801075360672201,0.61566147532565818,{"$f":"IF(Calculator!$F$33=TRUE,I$5*COS($B44*PI()/180),-100)","v":-100},{"$f":"IF(Calculator!$F$33=TRUE,I$5*SIN($B44*PI()/180),-100)","v":-100},{"$f":"IF(Calculator!$F$33=TRUE,K$5*COS($B44*PI()/180),-100)","v":-100},{"$f":"IF(Calculator!$F$33=TRUE,K$5*SIN($B44*PI()/180),-100)","v":-100}]
[null,39,{"$f":"IF(Calculator!$F$33=TRUE,C$5*COS($B45*PI()/180),-100)","v":-100},{"$f":"IF(Calculator!$F$33=TRUE,C$5*SIN($B45*PI()/180),-100)","v":-100},{"$f":"IF(Calculator!$F$33=TRUE,E$5*COS($B45*PI()/180),-100)","v":-100},{"$f":"IF(Calculator!$F$33=TRUE,E$5*SIN($B45*PI()/180),-100)","v":-100},0.7771459614569709,0.62932039104983739,{"$f":"IF(Calculator!$F$33=TRUE,I$5*COS($B45*PI()/180),-100)","v":-100},{"$f":"IF(Calculator!$F$33=TRUE,I$5*SIN($B45*PI()/180),-100)","v":-100},{"$f":"IF(Calculator!$F$33=TRUE,K$5*COS($B45*PI()/180),-100)","v":-100},{"$f":"IF(Calculator!$F$33=TRUE,K$5*SIN($B45*PI()/180),-100)","v":-100}]
[null,40,{"$f":"IF(Calculator!$F$33=TRUE,C$5*COS($B46*PI()/180),-100)","v":-100},{"$f":"IF(Calculator!$F$33=TRUE,C$5*SIN($B46*PI()/180),-100)","v":-100},{"$f":"IF(Calculator!$F$33=TRUE,E$5*COS($B46*PI()/180),-100)","v":-100},{"$f":"IF(Calculator!$F$33=TRUE,E$5*SIN($B46*PI()/180),-100)","v":-100},0.76604444311897801,0.64278760968653925,{"$f":"IF(Calculator!$F$33=TRUE,I$5*COS($B46*PI()/180),-100)","v":-100},{"$f":"IF(Calculator!$F$33=TRUE,I$5*SIN($B46*PI()/180),-100)","v":-100},{"$f":"IF(Calculator!$F$33=TRUE,K$5*COS($B46*PI()/180),-100)","v":-100},{"$f":"IF(Calculator!$F$33=TRUE,K$5*SIN($B46*PI()/180),-100)","v":-100}]
[null,41,{"$f":"IF(Calculator!$F$33=TRUE,C$5*COS($B47*PI()/180),-100)","v":-100},{"$f":"IF(Calculator!$F$33=TRUE,C$5*SIN($B47*PI()/180),-100)","v":-100},{"$f":"IF(Calculator!$F$33=TRUE,E$5*COS($B47*PI()/180),-100)","v":-100},{"$f":"IF(Calculator!$F$33=TRUE,E$5*SIN($B47*PI()/180),-100)","v":-100},0.75470958022277213,0.65605902899050716,{"$f":"IF(Calculator!$F$33=TRUE,I$5*COS($B47*PI()/180),-100)","v":-100},{"$f":"IF(Calculator!$F$33=TRUE,I$5*SIN($B47*PI()/180),-100)","v":-100},{"$f":"IF(Calculator!$F$33=TRUE,K$5*COS($B47*PI()/180),-100)","v":-100},{"$f":"IF(Calculator!$F$33=TRUE,K$5*SIN($B47*PI()/180),-100)","v":-100}]
[null,42,{"$f":"IF(Calculator!$F$33=TRUE,C$5*COS($B48*PI()/180),-100)","v":-100},{"$f":"IF(Calculator!$F$33=TRUE,C$5*SIN($B48*PI()/180),-100)","v":-100},{"$f":"IF(Calculator!$F$33=TRUE,E$5*COS($B48*PI()/180),-100)","v":-100},{"$f":"IF(Calculator!$F$33=TRUE,E$5*SIN($B48*PI()/180),-100)","v":-100},0.74314482547739424,0.66913060635885824,{"$f":"IF(Calculator!$F$33=TRUE,I$5*COS($B48*PI()/180),-100)","v":-100},{"$f":"IF(Calculator!$F$33=TRUE,I$5*SIN($B48*PI()/180),-100)","v":-100},{"$f":"IF(Calculator!$F$33=TRUE,K$5*COS($B48*PI()/180),-100)","v":-100},{"$f":"IF(Calculator!$F$33=TRUE,K$5*SIN($B48*PI()/180),-100)","v":-100}]
[null,43,{"$f":"IF(Calculator!$F$33=TRUE,C$5*COS($B49*PI()/180),-100)","v":-100},{"$f":"IF(Calculator!$F$33=TRUE,C$5*SIN($B49*PI()/180),-100)","v":-100},{"$f":"IF(Calculator!$F$33=TRUE,E$5*COS($B49*PI()/180),-100)","v":-100},{"$f":"IF(Calculator!$F$33=TRUE,E$5*SIN($B49*PI()/180),-100)","v":-100},0.73135370161917057,0.68199836006249848,{"$f":"IF(Calculator!$F$33=TRUE,I$5*COS($B49*PI()/180),-100)","v":-100},{"$f":"IF(Calculator!$F$33=TRUE,I$5*SIN($B49*PI()/180),-100)","v":-100},{"$f":"IF(Calculator!$F$33=TRUE,K$5*COS($B49*PI()/180),-100)","v":-100},{"$f":"IF(Calculator!$F$33=TRUE,K$5*SIN($B49*PI()/180),-100)","v":-100}]
[null,44,{"$f":"IF(Calculator!$F$33=TRUE,C$5*COS($B50*PI()/180),-100)","v":-100},{"$f":"IF(Calculator!$F$33=TRUE,C$5*SIN($B50*PI()/180),-100)","v":-100},{"$f":"IF(Calculator!$F$33=TRUE,E$5*COS($B50*PI()/180),-100)","v":-100},{"$f":"IF(Calculator!$F$33=TRUE,E$5*SIN($B50*PI()/180),-100)","v":-100},0.71933980033865119,0.69465837045899725,{"$f":"IF(Calculator!$F$33=TRUE,I$5*COS($B50*PI()/180),-100)","v":-100},{"$f":"IF(Calculator!$F$33=TRUE,I$5*SIN($B50*PI()/180),-100)","v":-100},{"$f":"IF(Calculator!$F$33=TRUE,K$5*COS($B50*PI()/180),-100)","v":-100},{"$f":"IF(Calculator!$F$33=TRUE,K$5*SIN($B50*PI()/180),-100)","v":-100}]
[null,45,{"$f":"IF(Calculator!$F$33=TRUE,C$5*COS($B51*PI()/180),-100)","v":-100},{"$f":"IF(Calculator!$F$33=TRUE,C$5*SIN($B51*PI()/180),-100)","v":-100},{"$f":"IF(Calculator!$F$33=TRUE,E$5*COS($B51*PI()/180),-100)","v":-100},{"$f":"IF(Calculator!$F$33=TRUE,E$5*SIN($B51*PI()/180),-100)","v":-100},0.70710678118654757,0.70710678118654746,{"$f":"IF(Calculator!$F$33=TRUE,I$5*COS($B51*PI()/180),-100)","v":-100},{"$f":"IF(Calculator!$F$33=TRUE,I$5*SIN($B51*PI()/180),-100)","v":-100},{"$f":"IF(Calculator!$F$33=TRUE,K$5*COS($B51*PI()/180),-100)","v":-100},{"$f":"IF(Calculator!$F$33=TRUE,K$5*SIN($B51*PI()/180),-100)","v":-100}]
[null,46,{"$f":"IF(Calculator!$F$33=TRUE,C$5*COS($B52*PI()/180),-100)","v":-100},{"$f":"IF(Calculator!$F$33=TRUE,C$5*SIN($B52*PI()/180),-100)","v":-100},{"$f":"IF(Calculator!$F$33=TRUE,E$5*COS($B52*PI()/180),-100)","v":-100},{"$f":"IF(Calculator!$F$33=TRUE,E$5*SIN($B52*PI()/180),-100)","v":-100},0.69465837045899737,0.71933980033865108,{"$f":"IF(Calculator!$F$33=TRUE,I$5*COS($B52*PI()/180),-100)","v":-100},{"$f":"IF(Calculator!$F$33=TRUE,I$5*SIN($B52*PI()/180),-100)","v":-100},{"$f":"IF(Calculator!$F$33=TRUE,K$5*COS($B52*PI()/180),-100)","v":-100},{"$f":"IF(Calculator!$F$33=TRUE,K$5*SIN($B52*PI()/180),-100)","v":-100}]
[null,47,{"$f":"IF(Calculator!$F$33=TRUE,C$5*COS($B53*PI()/180),-100)","v":-100},{"$f":"IF(Calculator!$F$33=TRUE,C$5*SIN($B53*PI()/180),-100)","v":-100},{"$f":"IF(Calculator!$F$33=TRUE,E$5*COS($B53*PI()/180),-100)","v":-100},{"$f":"IF(Calculator!$F$33=TRUE,E$5*SIN($B53*PI()/180),-100)","v":-100},0.68199836006249848,0.73135370161917046,{"$f":"IF(Calculator!$F$33=TRUE,I$5*COS($B53*PI()/180),-100)","v":-100},{"$f":"IF(Calculator!$F$33=TRUE,I$5*SIN($B53*PI()/180),-100)","v":-100},{"$f":"IF(Calculator!$F$33=TRUE,K$5*COS($B53*PI()/180),-100)","v":-100},{"$f":"IF(Calculator!$F$33=TRUE,K$5*SIN($B53*PI()/180),-100)","v":-100}]
[null,48,{"$f":"IF(Calculator!$F$33=TRUE,C$5*COS($B54*PI()/180),-100)","v":-100},{"$f":"IF(Calculator!$F$33=TRUE,C$5*SIN($B54*PI()/180),-100)","v":-100},{"$f":"IF(Calculator!$F$33=TRUE,E$5*COS($B54*PI()/180),-100)","v":-100},{"$f":"IF(Calculator!$F$33=TRUE,E$5*SIN($B54*PI()/180),-100)","v":-100},0.66913060635885824,0.74314482547739413,{"$f":"IF(Calculator!$F$33=TRUE,I$5*COS($B54*PI()/180),-100)","v":-100},{"$f":"IF(Calculator!$F$33=TRUE,I$5*SIN($B54*PI()/180),-100)","v":-100},{"$f":"IF(Calculator!$F$33=TRUE,K$5*COS($B54*PI()/180),-100)","v":-100},{"$f":"IF(Calculator!$F$33=TRUE,K$5*SIN($B54*PI()/180),-100)","v":-100}]
[null,49,{"$f":"IF(Calculator!$F$33=TRUE,C$5*COS($B55*PI()/180),-100)","v":-100},{"$f":"IF(Calculator!$F$33=TRUE,C$5*SIN($B55*PI()/180),-100)","v":-100},{"$f":"IF(Calculator!$F$33=TRUE,E$5*COS($B55*PI()/180),-100)","v":-100},{"$f":"IF(Calculator!$F$33=TRUE,E$5*SIN($B55*PI()/180),-100)","v":-100},0.65605902899050728,0.75470958022277201,{"$f":"IF(Calculator!$F$33=TRUE,I$5*COS($B55*PI()/180),-100)","v":-100},{"$f":"IF(Calculator!$F$33=TRUE,I$5*SIN($B55*PI()/180),-100)","v":-100},{"$f":"IF(Calculator!$F$33=TRUE,K$5*COS($B55*PI()/180),-100)","v":-100},{"$f":"IF(Calculator!$F$33=TRUE,K$5*SIN($B55*PI()/180),-100)","v":-100}]
[null,50,{"$f":"IF(Calculator!$F$33=TRUE,C$5*COS($B56*PI()/180),-100)","v":-100},{"$f":"IF(Calculator!$F$33=TRUE,C$5*SIN($B56*PI()/180),-100)","v":-100},{"$f":"IF(Calculator!$F$33=TRUE,E$5*COS($B56*PI()/180),-100)","v":-100},{"$f":"IF(Calculator!$F$33=TRUE,E$5*SIN($B56*PI()/180),-100)","v":-100},0.64278760968653936,0.76604444311897801,{"$f":"IF(Calculator!$F$33=TRUE,I$5*COS($B56*PI()/180),-100)","v":-100},{"$f":"IF(Calculator!$F$33=TRUE,I$5*SIN($B56*PI()/180),-100)","v":-100},{"$f":"IF(Calculator!$F$33=TRUE,K$5*COS($B56*PI()/180),-100)","v":-100},{"$f":"IF(Calculator!$F$33=TRUE,K$5*SIN($B56*PI()/180),-100)","v":-100}]
[null,51,{"$f":"IF(Calculator!$F$33=TRUE,C$5*COS($B57*PI()/180),-100)","v":-100},{"$f":"IF(Calculator!$F$33=TRUE,C$5*SIN($B57*PI()/180),-100)","v":-100},{"$f":"IF(Calculator!$F$33=TRUE,E$5*COS($B57*PI()/180),-100)","v":-100},{"$f":"IF(Calculator!$F$33=TRUE,E$5*SIN($B57*PI()/180),-100)","v":-100},0.6293203910498375,0.77714596145697079,{"$f":"IF(Calculator!$F$33=TRUE,I$5*COS($B57*PI()/180),-100)","v":-100},{"$f":"IF(Calculator!$F$33=TRUE,I$5*SIN($B57*PI()/180),-100)","v":-100},{"$f":"IF(Calculator!$F$33=TRUE,K$5*COS($B57*PI()/180),-100)","v":-100},{"$f":"IF(Calculator!$F$33=TRUE,K$5*SIN($B57*PI()/180),-100)","v":-100}]
[null,52,{"$f":"IF(Calculator!$F$33=TRUE,C$5*COS($B58*PI()/180),-100)","v":-100},{"$f":"IF(Calculator!$F$33=TRUE,C$5*SIN($B58*PI()/180),-100)","v":-100},{"$f":"IF(Calculator!$F$33=TRUE,E$5*COS($B58*PI()/180),-100)","v":-100},{"$f":"IF(Calculator!$F$33=TRUE,E$5*SIN($B58*PI()/180),-100)","v":-100},0.61566147532565829,0.78801075360672201,{"$f":"IF(Calculator!$F$33=TRUE,I$5*COS($B58*PI()/180),-100)","v":-100},{"$f":"IF(Calculator!$F$33=TRUE,I$5*SIN($B58*PI()/180),-100)","v":-100},{"$f":"IF(Calculator!$F$33=TRUE,K$5*COS($B58*PI()/180),-100)","v":-100},{"$f":"IF(Calculator!$F$33=TRUE,K$5*SIN($B58*PI()/180),-100)","v":-100}]
[null,53,{"$f":"IF(Calculator!$F$33=TRUE,C$5*COS($B59*PI()/180),-100)","v":-100},{"$f":"IF(Calculator!$F$33=TRUE,C$5*SIN($B59*PI()/180),-100)","v":-100},{"$f":"IF(Calculator!$F$33=TRUE,E$5*COS($B59*PI()/180),-100)","v":-100},{"$f":"IF(Calculator!$F$33=TRUE,E$5*SIN($B59*PI()/180),-100)","v":-100},0.60181502315204838,0.79863551004729283,{"$f":"IF(Calculator!$F$33=TRUE,I$5*COS($B59*PI()/180),-100)","v":-100},{"$f":"IF(Calculator!$F$33=TRUE,I$5*SIN($B59*PI()/180),-100)","v":-100},{"$f":"IF(Calculator!$F$33=TRUE,K$5*COS($B59*PI()/180),-100)","v":-100},{"$f":"IF(Calculator!$F$33=TRUE,K$5*SIN($B59*PI()/180),-100)","v":-100}]
[null,54,{"$f":"IF(Calculator!$F$33=TRUE,C$5*COS($B60*PI()/180),-100)","v":-100},{"$f":"IF(Calculator!$F$33=TRUE,C$5*SIN($B60*PI()/180),-100)","v":-100},{"$f":"IF(Calculator!$F$33=TRUE,E$5*COS($B60*PI()/180),-100)","v":-100},{"$f":"IF(Calculator!$F$33=TRUE,E$5*SIN($B60*PI()/180),-100)","v":-100},0.58778525229247314,0.80901699437494745,{"$f":"IF(Calculator!$F$33=TRUE,I$5*COS($B60*PI()/180),-100)","v":-100},{"$f":"IF(Calculator!$F$33=TRUE,I$5*SIN($B60*PI()/180),-100)","v":-100},{"$f":"IF(Calculator!$F$33=TRUE,K$5*COS($B60*PI()/180),-100)","v":-100},{"$f":"IF(Calculator!$F$33=TRUE,K$5*SIN($B60*PI()/180),-100)","v":-100}]
[null,55,{"$f":"IF(Calculator!$F$33=TRUE,C$5*COS($B61*PI()/180),-100)","v":-100},{"$f":"IF(Calculator!$F$33=TRUE,C$5*SIN($B61*PI()/180),-100)","v":-100},{"$f":"IF(Calculator!$F$33=TRUE,E$5*COS($B61*PI()/180),-100)","v":-100},{"$f":"IF(Calculator!$F$33=TRUE,E$5*SIN($B61*PI()/180),-100)","v":-100},0.57357643635104616,0.8191520442889918,{"$f":"IF(Calculator!$F$33=TRUE,I$5*COS($B61*PI()/180),-100)","v":-100},{"$f":"IF(Calculator!$F$33=TRUE,I$5*SIN($B61*PI()/180),-100)","v":-100},{"$f":"IF(Calculator!$F$33=TRUE,K$5*COS($B61*PI()/180),-100)","v":-100},{"$f":"IF(Calculator!$F$33=TRUE,K$5*SIN($B61*PI()/180),-100)","v":-100}]
[null,56,{"$f":"IF(Calculator!$F$33=TRUE,C$5*COS($B62*PI()/180),-100)","v":-100},{"$f":"IF(Calculator!$F$33=TRUE,C$5*SIN($B62*PI()/180),-100)","v":-100},{"$f":"IF(Calculator!$F$33=TRUE,E$5*COS($B62*PI()/180),-100)","v":-100},{"$f":"IF(Calculator!$F$33=TRUE,E$5*SIN($B62*PI()/180),-100)","v":-100},0.55919290347074679,0.82903757255504174,{"$f":"IF(Calculator!$F$33=TRUE,I$5*COS($B62*PI()/180),-100)","v":-100},{"$f":"IF(Calculator!$F$33=TRUE,I$5*SIN($B62*PI()/180),-100)","v":-100},{"$f":"IF(Calculator!$F$33=TRUE,K$5*COS($B62*PI()/180),-100)","v":-100},{"$f":"IF(Calculator!$F$33=TRUE,K$5*SIN($B62*PI()/180),-100)","v":-100}]
[null,57,{"$f":"IF(Calculator!$F$33=TRUE,C$5*COS($B63*PI()/180),-100)","v":-100},{"$f":"IF(Calculator!$F$33=TRUE,C$5*SIN($B63*PI()/180),-100)","v":-100},{"$f":"IF(Calculator!$F$33=TRUE,E$5*COS($B63*PI()/180),-100)","v":-100},{"$f":"IF(Calculator!$F$33=TRUE,E$5*SIN($B63*PI()/180),-100)","v":-100},0.5446390350150272,0.83867056794542394,{"$f":"IF(Calculator!$F$33=TRUE,I$5*COS($B63*PI()/180),-100)","v":-100},{"$f":"IF(Calculator!$F$33=TRUE,I$5*SIN($B63*PI()/180),-100)","v":-100},{"$f":"IF(Calculator!$F$33=TRUE,K$5*COS($B63*PI()/180),-100)","v":-100},{"$f":"IF(Calculator!$F$33=TRUE,K$5*SIN($B63*PI()/180),-100)","v":-100}]
[null,58,{"$f":"IF(Calculator!$F$33=TRUE,C$5*COS($B64*PI()/180),-100)","v":-100},{"$f":"IF(Calculator!$F$33=TRUE,C$5*SIN($B64*PI()/180),-100)","v":-100},{"$f":"IF(Calculator!$F$33=TRUE,E$5*COS($B64*PI()/180),-100)","v":-100},{"$f":"IF(Calculator!$F$33=TRUE,E$5*SIN($B64*PI()/180),-100)","v":-100},0.5299192642332049,0.84804809615642596,{"$f":"IF(Calculator!$F$33=TRUE,I$5*COS($B64*PI()/180),-100)","v":-100},{"$f":"IF(Calculator!$F$33=TRUE,I$5*SIN($B64*PI()/180),-100)","v":-100},{"$f":"IF(Calculator!$F$33=TRUE,K$5*COS($B64*PI()/180),-100)","v":-100},{"$f":"IF(Calculator!$F$33=TRUE,K$5*SIN($B64*PI()/180),-100)","v":-100}]
[null,59,{"$f":"IF(Calculator!$F$33=TRUE,C$5*COS($B65*PI()/180),-100)","v":-100},{"$f":"IF(Calculator!$F$33=TRUE,C$5*SIN($B65*PI()/180),-100)","v":-100},{"$f":"IF(Calculator!$F$33=TRUE,E$5*COS($B65*PI()/180),-100)","v":-100},{"$f":"IF(Calculator!$F$33=TRUE,E$5*SIN($B65*PI()/180),-100)","v":-100},0.51503807491005438,0.85716730070211222,{"$f":"IF(Calculator!$F$33=TRUE,I$5*COS($B65*PI()/180),-100)","v":-100},{"$f":"IF(Calculator!$F$33=TRUE,I$5*SIN($B65*PI()/180),-100)","v":-100},{"$f":"IF(Calculator!$F$33=TRUE,K$5*COS($B65*PI()/180),-100)","v":-100},{"$f":"IF(Calculator!$F$33=TRUE,K$5*SIN($B65*PI()/180),-100)","v":-100}]
[null,60,{"$f":"IF(Calculator!$F$33=TRUE,C$5*COS($B66*PI()/180),-100)","v":-100},{"$f":"IF(Calculator!$F$33=TRUE,C$5*SIN($B66*PI()/180),-100)","v":-100},{"$f":"IF(Calculator!$F$33=TRUE,E$5*COS($B66*PI()/180),-100)","v":-100},{"$f":"IF(Calculator!$F$33=TRUE,E$5*SIN($B66*PI()/180),-100)","v":-100},0.50000000000000011,0.8660254037844386,{"$f":"IF(Calculator!$F$33=TRUE,I$5*COS($B66*PI()/180),-100)","v":-100},{"$f":"IF(Calculator!$F$33=TRUE,I$5*SIN($B66*PI()/180),-100)","v":-100},{"$f":"IF(Calculator!$F$33=TRUE,K$5*COS($B66*PI()/180),-100)","v":-100},{"$f":"IF(Calculator!$F$33=TRUE,K$5*SIN($B66*PI()/180),-100)","v":-100}]
[null,61,{"$f":"IF(Calculator!$F$33=TRUE,C$5*COS($B67*PI()/180),-100)","v":-100},{"$f":"IF(Calculator!$F$33=TRUE,C$5*SIN($B67*PI()/180),-100)","v":-100},{"$f":"IF(Calculator!$F$33=TRUE,E$5*COS($B67*PI()/180),-100)","v":-100},{"$f":"IF(Calculator!$F$33=TRUE,E$5*SIN($B67*PI()/180),-100)","v":-100},0.48480962024633711,0.87461970713939574,{"$f":"IF(Calculator!$F$33=TRUE,I$5*COS($B67*PI()/180),-100)","v":-100},{"$f":"IF(Calculator!$F$33=TRUE,I$5*SIN($B67*PI()/180),-100)","v":-100},{"$f":"IF(Calculator!$F$33=TRUE,K$5*COS($B67*PI()/180),-100)","v":-100},{"$f":"IF(Calculator!$F$33=TRUE,K$5*SIN($B67*PI()/180),-100)","v":-100}]
[null,62,{"$f":"IF(Calculator!$F$33=TRUE,C$5*COS($B68*PI()/180),-100)","v":-100},{"$f":"IF(Calculator!$F$33=TRUE,C$5*SIN($B68*PI()/180),-100)","v":-100},{"$f":"IF(Calculator!$F$33=TRUE,E$5*COS($B68*PI()/180),-100)","v":-100},{"$f":"IF(Calculator!$F$33=TRUE,E$5*SIN($B68*PI()/180),-100)","v":-100},0.46947156278589086,0.88294759285892688,{"$f":"IF(Calculator!$F$33=TRUE,I$5*COS($B68*PI()/180),-100)","v":-100},{"$f":"IF(Calculator!$F$33=TRUE,I$5*SIN($B68*PI()/180),-100)","v":-100},{"$f":"IF(Calculator!$F$33=TRUE,K$5*COS($B68*PI()/180),-100)","v":-100},{"$f":"IF(Calculator!$F$33=TRUE,K$5*SIN($B68*PI()/180),-100)","v":-100}]
[null,63,{"$f":"IF(Calculator!$F$33=TRUE,C$5*COS($B69*PI()/180),-100)","v":-100},{"$f":"IF(Calculator!$F$33=TRUE,C$5*SIN($B69*PI()/180),-100)","v":-100},{"$f":"IF(Calculator!$F$33=TRUE,E$5*COS($B69*PI()/180),-100)","v":-100},{"$f":"IF(Calculator!$F$33=TRUE,E$5*SIN($B69*PI()/180),-100)","v":-100},0.4539904997395468,0.89100652418836779,{"$f":"IF(Calculator!$F$33=TRUE,I$5*COS($B69*PI()/180),-100)","v":-100},{"$f":"IF(Calculator!$F$33=TRUE,I$5*SIN($B69*PI()/180),-100)","v":-100},{"$f":"IF(Calculator!$F$33=TRUE,K$5*COS($B69*PI()/180),-100)","v":-100},{"$f":"IF(Calculator!$F$33=TRUE,K$5*SIN($B69*PI()/180),-100)","v":-100}]
[null,64,{"$f":"IF(Calculator!$F$33=TRUE,C$5*COS($B70*PI()/180),-100)","v":-100},{"$f":"IF(Calculator!$F$33=TRUE,C$5*SIN($B70*PI()/180),-100)","v":-100},{"$f":"IF(Calculator!$F$33=TRUE,E$5*COS($B70*PI()/180),-100)","v":-100},{"$f":"IF(Calculator!$F$33=TRUE,E$5*SIN($B70*PI()/180),-100)","v":-100},0.43837114678907746,0.89879404629916704,{"$f":"IF(Calculator!$F$33=TRUE,I$5*COS($B70*PI()/180),-100)","v":-100},{"$f":"IF(Calculator!$F$33=TRUE,I$5*SIN($B70*PI()/180),-100)","v":-100},{"$f":"IF(Calculator!$F$33=TRUE,K$5*COS($B70*PI()/180),-100)","v":-100},{"$f":"IF(Calculator!$F$33=TRUE,K$5*SIN($B70*PI()/180),-100)","v":-100}]
[null,65,{"$f":"IF(Calculator!$F$33=TRUE,C$5*COS($B71*PI()/180),-100)","v":-100},{"$f":"IF(Calculator!$F$33=TRUE,C$5*SIN($B71*PI()/180),-100)","v":-100},{"$f":"IF(Calculator!$F$33=TRUE,E$5*COS($B71*PI()/180),-100)","v":-100},{"$f":"IF(Calculator!$F$33=TRUE,E$5*SIN($B71*PI()/180),-100)","v":-100},0.42261826174069944,0.90630778703664994,{"$f":"IF(Calculator!$F$33=TRUE,I$5*COS($B71*PI()/180),-100)","v":-100},{"$f":"IF(Calculator!$F$33=TRUE,I$5*SIN($B71*PI()/180),-100)","v":-100},{"$f":"IF(Calculator!$F$33=TRUE,K$5*COS($B71*PI()/180),-100)","v":-100},{"$f":"IF(Calculator!$F$33=TRUE,K$5*SIN($B71*PI()/180),-100)","v":-100}]
[null,66,{"$f":"IF(Calculator!$F$33=TRUE,C$5*COS($B72*PI()/180),-100)","v":-100},{"$f":"IF(Calculator!$F$33=TRUE,C$5*SIN($B72*PI()/180),-100)","v":-100},{"$f":"IF(Calculator!$F$33=TRUE,E$5*COS($B72*PI()/180),-100)","v":-100},{"$f":"IF(Calculator!$F$33=TRUE,E$5*SIN($B72*PI()/180),-100)","v":-100},{"$f":"G$5*COS($B72*PI()/180)","v":0.40673664307580021},{"$f":"G$5*SIN($B72*PI()/180)","v":0.91354545764260087},{"$f":"IF(Calculator!$F$33=TRUE,I$5*COS($B72*PI()/180),-100)","v":-100},{"$f":"IF(Calculator!$F$33=TRUE,I$5*SIN($B72*PI()/180),-100)","v":-100},{"$f":"IF(Calculator!$F$33=TRUE,K$5*COS($B72*PI()/180),-100)","v":-100},{"$f":"IF(Calculator!$F$33=TRUE,K$5*SIN($B72*PI()/180),-100)","v":-100}]
[null,{"$f":"B72+1","v":67},{"$f":"IF(Calculator!$F$33=TRUE,C$5*COS($B73*PI()/180),-100)","v":-100},{"$f":"IF(Calculator!$F$33=TRUE,C$5*SIN($B73*PI()/180),-100)","v":-100},{"$f":"IF(Calculator!$F$33=TRUE,E$5*COS($B73*PI()/180),-100)","v":-100},{"$f":"IF(Calculator!$F$33=TRUE,E$5*SIN($B73*PI()/180),-100)","v":-100},0.39073112848927394,0.92050485345244026,{"$f":"IF(Calculator!$F$33=TRUE,I$5*COS($B73*PI()/180),-100)","v":-100},{"$f":"IF(Calculator!$F$33=TRUE,I$5*SIN($B73*PI()/180),-100)","v":-100},{"$f":"IF(Calculator!$F$33=TRUE,K$5*COS($B73*PI()/180),-100)","v":-100},{"$f":"IF(Calculator!$F$33=TRUE,K$5*SIN($B73*PI()/180),-100)","v":-100}]
[null,68,{"$f":"IF(Calculator!$F$33=TRUE,C$5*COS($B74*PI()/180),-100)","v":-100},{"$f":"IF(Calculator!$F$33=TRUE,C$5*SIN($B74*PI()/180),-100)","v":-100},{"$f":"IF(Calculator!$F$33=TRUE,E$5*COS($B74*PI()/180),-100)","v":-100},{"$f":"IF(Calculator!$F$33=TRUE,E$5*SIN($B74*PI()/180),-100)","v":-100},0.37460659341591196,0.92718385456678742,{"$f":"IF(Calculator!$F$33=TRUE,I$5*COS($B74*PI()/180),-100)","v":-100},{"$f":"IF(Calculator!$F$33=TRUE,I$5*SIN($B74*PI()/180),-100)","v":-100},{"$f":"IF(Calculator!$F$33=TRUE,K$5*COS($B74*PI()/180),-100)","v":-100},{"$f":"IF(Calculator!$F$33=TRUE,K$5*SIN($B74*PI()/180),-100)","v":-100}]
[null,69,{"$f":"IF(Calculator!$F$33=TRUE,C$5*COS($B75*PI()/180),-100)","v":-100},{"$f":"IF(Calculator!$F$33=TRUE,C$5*SIN($B75*PI()/180),-100)","v":-100},{"$f":"IF(Calculator!$F$33=TRUE,E$5*COS($B75*PI()/180),-100)","v":-100},{"$f":"IF(Calculator!$F$33=TRUE,E$5*SIN($B75*PI()/180),-100)","v":-100},0.35836794954530038,0.93358042649720174,{"$f":"IF(Calculator!$F$33=TRUE,I$5*COS($B75*PI()/180),-100)","v":-100},{"$f":"IF(Calculator!$F$33=TRUE,I$5*SIN($B75*PI()/180),-100)","v":-100},{"$f":"IF(Calculator!$F$33=TRUE,K$5*COS($B75*PI()/180),-100)","v":-100},{"$f":"IF(Calculator!$F$33=TRUE,K$5*SIN($B75*PI()/180),-100)","v":-100}]
[null,70,{"$f":"IF(Calculator!$F$33=TRUE,C$5*COS($B76*PI()/180),-100)","v":-100},{"$f":"IF(Calculator!$F$33=TRUE,C$5*SIN($B76*PI()/180),-100)","v":-100},{"$f":"IF(Calculator!$F$33=TRUE,E$5*COS($B76*PI()/180),-100)","v":-100},{"$f":"IF(Calculator!$F$33=TRUE,E$5*SIN($B76*PI()/180),-100)","v":-100},0.34202014332566882,0.93969262078590832,{"$f":"IF(Calculator!$F$33=TRUE,I$5*COS($B76*PI()/180),-100)","v":-100},{"$f":"IF(Calculator!$F$33=TRUE,I$5*SIN($B76*PI()/180),-100)","v":-100},{"$f":"IF(Calculator!$F$33=TRUE,K$5*COS($B76*PI()/180),-100)","v":-100},{"$f":"IF(Calculator!$F$33=TRUE,K$5*SIN($B76*PI()/180),-100)","v":-100}]
[null,71,{"$f":"IF(Calculator!$F$33=TRUE,C$5*COS($B77*PI()/180),-100)","v":-100},{"$f":"IF(Calculator!$F$33=TRUE,C$5*SIN($B77*PI()/180),-100)","v":-100},{"$f":"IF(Calculator!$F$33=TRUE,E$5*COS($B77*PI()/180),-100)","v":-100},{"$f":"IF(Calculator!$F$33=TRUE,E$5*SIN($B77*PI()/180),-100)","v":-100},0.32556815445715676,0.94551857559931674,{"$f":"IF(Calculator!$F$33=TRUE,I$5*COS($B77*PI()/180),-100)","v":-100},{"$f":"IF(Calculator!$F$33=TRUE,I$5*SIN($B77*PI()/180),-100)","v":-100},{"$f":"IF(Calculator!$F$33=TRUE,K$5*COS($B77*PI()/180),-100)","v":-100},{"$f":"IF(Calculator!$F$33=TRUE,K$5*SIN($B77*PI()/180),-100)","v":-100}]
[null,72,{"$f":"IF(Calculator!$F$33=TRUE,C$5*COS($B78*PI()/180),-100)","v":-100},{"$f":"IF(Calculator!$F$33=TRUE,C$5*SIN($B78*PI()/180),-100)","v":-100},{"$f":"IF(Calculator!$F$33=TRUE,E$5*COS($B78*PI()/180),-100)","v":-100},{"$f":"IF(Calculator!$F$33=TRUE,E$5*SIN($B78*PI()/180),-100)","v":-100},0.30901699437494745,0.95105651629515353,{"$f":"IF(Calculator!$F$33=TRUE,I$5*COS($B78*PI()/180),-100)","v":-100},{"$f":"IF(Calculator!$F$33=TRUE,I$5*SIN($B78*PI()/180),-100)","v":-100},{"$f":"IF(Calculator!$F$33=TRUE,K$5*COS($B78*PI()/180),-100)","v":-100},{"$f":"IF(Calculator!$F$33=TRUE,K$5*SIN($B78*PI()/180),-100)","v":-100}]
[null,73,{"$f":"IF(Calculator!$F$33=TRUE,C$5*COS($B79*PI()/180),-100)","v":-100},{"$f":"IF(Calculator!$F$33=TRUE,C$5*SIN($B79*PI()/180),-100)","v":-100},{"$f":"IF(Calculator!$F$33=TRUE,E$5*COS($B79*PI()/180),-100)","v":-100},{"$f":"IF(Calculator!$F$33=TRUE,E$5*SIN($B79*PI()/180),-100)","v":-100},0.29237170472273677,0.95630475596303544,{"$f":"IF(Calculator!$F$33=TRUE,I$5*COS($B79*PI()/180),-100)","v":-100},{"$f":"IF(Calculator!$F$33=TRUE,I$5*SIN($B79*PI()/180),-100)","v":-100},{"$f":"IF(Calculator!$F$33=TRUE,K$5*COS($B79*PI()/180),-100)","v":-100},{"$f":"IF(Calculator!$F$33=TRUE,K$5*SIN($B79*PI()/180),-100)","v":-100}]
[null,74,{"$f":"IF(Calculator!$F$33=TRUE,C$5*COS($B80*PI()/180),-100)","v":-100},{"$f":"IF(Calculator!$F$33=TRUE,C$5*SIN($B80*PI()/180),-100)","v":-100},{"$f":"IF(Calculator!$F$33=TRUE,E$5*COS($B80*PI()/180),-100)","v":-100},{"$f":"IF(Calculator!$F$33=TRUE,E$5*SIN($B80*PI()/180),-100)","v":-100},0.27563735581699916,0.96126169593831889,{"$f":"IF(Calculator!$F$33=TRUE,I$5*COS($B80*PI()/180),-100)","v":-100},{"$f":"IF(Calculator!$F$33=TRUE,I$5*SIN($B80*PI()/180),-100)","v":-100},{"$f":"IF(Calculator!$F$33=TRUE,K$5*COS($B80*PI()/180),-100)","v":-100},{"$f":"IF(Calculator!$F$33=TRUE,K$5*SIN($B80*PI()/180),-100)","v":-100}]
[null,75,{"$f":"IF(Calculator!$F$33=TRUE,C$5*COS($B81*PI()/180),-100)","v":-100},{"$f":"IF(Calculator!$F$33=TRUE,C$5*SIN($B81*PI()/180),-100)","v":-100},{"$f":"IF(Calculator!$F$33=TRUE,E$5*COS($B81*PI()/180),-100)","v":-100},{"$f":"IF(Calculator!$F$33=TRUE,E$5*SIN($B81*PI()/180),-100)","v":-100},0.25881904510252074,0.96592582628906831,{"$f":"IF(Calculator!$F$33=TRUE,I$5*COS($B81*PI()/180),-100)","v":-100},{"$f":"IF(Calculator!$F$33=TRUE,I$5*SIN($B81*PI()/180),-100)","v":-100},{"$f":"IF(Calculator!$F$33=TRUE,K$5*COS($B81*PI()/180),-100)","v":-100},{"$f":"IF(Calculator!$F$33=TRUE,K$5*SIN($B81*PI()/180),-100)","v":-100}]
[null,76,{"$f":"IF(Calculator!$F$33=TRUE,C$5*COS($B82*PI()/180),-100)","v":-100},{"$f":"IF(Calculator!$F$33=TRUE,C$5*SIN($B82*PI()/180),-100)","v":-100},{"$f":"IF(Calculator!$F$33=TRUE,E$5*COS($B82*PI()/180),-100)","v":-100},{"$f":"IF(Calculator!$F$33=TRUE,E$5*SIN($B82*PI()/180),-100)","v":-100},0.2419218955996679,0.97029572627599647,{"$f":"IF(Calculator!$F$33=TRUE,I$5*COS($B82*PI()/180),-100)","v":-100},{"$f":"IF(Calculator!$F$33=TRUE,I$5*SIN($B82*PI()/180),-100)","v":-100},{"$f":"IF(Calculator!$F$33=TRUE,K$5*COS($B82*PI()/180),-100)","v":-100},{"$f":"IF(Calculator!$F$33=TRUE,K$5*SIN($B82*PI()/180),-100)","v":-100}]
[null,77,{"$f":"IF(Calculator!$F$33=TRUE,C$5*COS($B83*PI()/180),-100)","v":-100},{"$f":"IF(Calculator!$F$33=TRUE,C$5*SIN($B83*PI()/180),-100)","v":-100},{"$f":"IF(Calculator!$F$33=TRUE,E$5*COS($B83*PI()/180),-100)","v":-100},{"$f":"IF(Calculator!$F$33=TRUE,E$5*SIN($B83*PI()/180),-100)","v":-100},0.22495105434386492,0.97437006478523525,{"$f":"IF(Calculator!$F$33=TRUE,I$5*COS($B83*PI()/180),-100)","v":-100},{"$f":"IF(Calculator!$F$33=TRUE,I$5*SIN($B83*PI()/180),-100)","v":-100},{"$f":"IF(Calculator!$F$33=TRUE,K$5*COS($B83*PI()/180),-100)","v":-100},{"$f":"IF(Calculator!$F$33=TRUE,K$5*SIN($B83*PI()/180),-100)","v":-100}]
[null,78,{"$f":"IF(Calculator!$F$33=TRUE,C$5*COS($B84*PI()/180),-100)","v":-100},{"$f":"IF(Calculator!$F$33=TRUE,C$5*SIN($B84*PI()/180),-100)","v":-100},{"$f":"IF(Calculator!$F$33=TRUE,E$5*COS($B84*PI()/180),-100)","v":-100},{"$f":"IF(Calculator!$F$33=TRUE,E$5*SIN($B84*PI()/180),-100)","v":-100},0.20791169081775945,0.97814760073380558,{"$f":"IF(Calculator!$F$33=TRUE,I$5*COS($B84*PI()/180),-100)","v":-100},{"$f":"IF(Calculator!$F$33=TRUE,I$5*SIN($B84*PI()/180),-100)","v":-100},{"$f":"IF(Calculator!$F$33=TRUE,K$5*COS($B84*PI()/180),-100)","v":-100},{"$f":"IF(Calculator!$F$33=TRUE,K$5*SIN($B84*PI()/180),-100)","v":-100}]
[null,79,{"$f":"IF(Calculator!$F$33=TRUE,C$5*COS($B85*PI()/180),-100)","v":-100},{"$f":"IF(Calculator!$F$33=TRUE,C$5*SIN($B85*PI()/180),-100)","v":-100},{"$f":"IF(Calculator!$F$33=TRUE,E$5*COS($B85*PI()/180),-100)","v":-100},{"$f":"IF(Calculator!$F$33=TRUE,E$5*SIN($B85*PI()/180),-100)","v":-100},0.19080899537654492,0.98162718344766398,{"$f":"IF(Calculator!$F$33=TRUE,I$5*COS($B85*PI()/180),-100)","v":-100},{"$f":"IF(Calculator!$F$33=TRUE,I$5*SIN($B85*PI()/180),-100)","v":-100},{"$f":"IF(Calculator!$F$33=TRUE,K$5*COS($B85*PI()/180),-100)","v":-100},{"$f":"IF(Calculator!$F$33=TRUE,K$5*SIN($B85*PI()/180),-100)","v":-100}]
[null,80,{"$f":"IF(Calculator!$F$33=TRUE,C$5*COS($B86*PI()/180),-100)","v":-100},{"$f":"IF(Calculator!$F$33=TRUE,C$5*SIN($B86*PI()/180),-100)","v":-100},{"$f":"IF(Calculator!$F$33=TRUE,E$5*COS($B86*PI()/180),-100)","v":-100},{"$f":"IF(Calculator!$F$33=TRUE,E$5*SIN($B86*PI()/180),-100)","v":-100},0.17364817766693041,0.98480775301220802,{"$f":"IF(Calculator!$F$33=TRUE,I$5*COS($B86*PI()/180),-100)","v":-100},{"$f":"IF(Calculator!$F$33=TRUE,I$5*SIN($B86*PI()/180),-100)","v":-100},{"$f":"IF(Calculator!$F$33=TRUE,K$5*COS($B86*PI()/180),-100)","v":-100},{"$f":"IF(Calculator!$F$33=TRUE,K$5*SIN($B86*PI()/180),-100)","v":-100}]
[null,81,{"$f":"IF(Calculator!$F$33=TRUE,C$5*COS($B87*PI()/180),-100)","v":-100},{"$f":"IF(Calculator!$F$33=TRUE,C$5*SIN($B87*PI()/180),-100)","v":-100},{"$f":"IF(Calculator!$F$33=TRUE,E$5*COS($B87*PI()/180),-100)","v":-100},{"$f":"IF(Calculator!$F$33=TRUE,E$5*SIN($B87*PI()/180),-100)","v":-100},0.15643446504023092,0.98768834059513777,{"$f":"IF(Calculator!$F$33=TRUE,I$5*COS($B87*PI()/180),-100)","v":-100},{"$f":"IF(Calculator!$F$33=TRUE,I$5*SIN($B87*PI()/180),-100)","v":-100},{"$f":"IF(Calculator!$F$33=TRUE,K$5*COS($B87*PI()/180),-100)","v":-100},{"$f":"IF(Calculator!$F$33=TRUE,K$5*SIN($B87*PI()/180),-100)","v":-100}]
[null,82,{"$f":"IF(Calculator!$F$33=TRUE,C$5*COS($B88*PI()/180),-100)","v":-100},{"$f":"IF(Calculator!$F$33=TRUE,C$5*SIN($B88*PI()/180),-100)","v":-100},{"$f":"IF(Calculator!$F$33=TRUE,E$5*COS($B88*PI()/180),-100)","v":-100},{"$f":"IF(Calculator!$F$33=TRUE,E$5*SIN($B88*PI()/180),-100)","v":-100},0.13917310096006569,0.99026806874157025,{"$f":"IF(Calculator!$F$33=TRUE,I$5*COS($B88*PI()/180),-100)","v":-100},{"$f":"IF(Calculator!$F$33=TRUE,I$5*SIN($B88*PI()/180),-100)","v":-100},{"$f":"IF(Calculator!$F$33=TRUE,K$5*COS($B88*PI()/180),-100)","v":-100},{"$f":"IF(Calculator!$F$33=TRUE,K$5*SIN($B88*PI()/180),-100)","v":-100}]
[null,83,{"$f":"IF(Calculator!$F$33=TRUE,C$5*COS($B89*PI()/180),-100)","v":-100},{"$f":"IF(Calculator!$F$33=TRUE,C$5*SIN($B89*PI()/180),-100)","v":-100},{"$f":"IF(Calculator!$F$33=TRUE,E$5*COS($B89*PI()/180),-100)","v":-100},{"$f":"IF(Calculator!$F$33=TRUE,E$5*SIN($B89*PI()/180),-100)","v":-100},0.12186934340514749,0.99254615164132198,{"$f":"IF(Calculator!$F$33=TRUE,I$5*COS($B89*PI()/180),-100)","v":-100},{"$f":"IF(Calculator!$F$33=TRUE,I$5*SIN($B89*PI()/180),-100)","v":-100},{"$f":"IF(Calculator!$F$33=TRUE,K$5*COS($B89*PI()/180),-100)","v":-100},{"$f":"IF(Calculator!$F$33=TRUE,K$5*SIN($B89*PI()/180),-100)","v":-100}]
[null,84,{"$f":"IF(Calculator!$F$33=TRUE,C$5*COS($B90*PI()/180),-100)","v":-100},{"$f":"IF(Calculator!$F$33=TRUE,C$5*SIN($B90*PI()/180),-100)","v":-100},{"$f":"IF(Calculator!$F$33=TRUE,E$5*COS($B90*PI()/180),-100)","v":-100},{"$f":"IF(Calculator!$F$33=TRUE,E$5*SIN($B90*PI()/180),-100)","v":-100},0.10452846326765346,0.99452189536827329,{"$f":"IF(Calculator!$F$33=TRUE,I$5*COS($B90*PI()/180),-100)","v":-100},{"$f":"IF(Calculator!$F$33=TRUE,I$5*SIN($B90*PI()/180),-100)","v":-100},{"$f":"IF(Calculator!$F$33=TRUE,K$5*COS($B90*PI()/180),-100)","v":-100},{"$f":"IF(Calculator!$F$33=TRUE,K$5*SIN($B90*PI()/180),-100)","v":-100}]
[null,85,{"$f":"IF(Calculator!$F$33=TRUE,C$5*COS($B91*PI()/180),-100)","v":-100},{"$f":"IF(Calculator!$F$33=TRUE,C$5*SIN($B91*PI()/180),-100)","v":-100},{"$f":"IF(Calculator!$F$33=TRUE,E$5*COS($B91*PI()/180),-100)","v":-100},{"$f":"IF(Calculator!$F$33=TRUE,E$5*SIN($B91*PI()/180),-100)","v":-100},8.7155742747658138E-2,0.99619469809174555,{"$f":"IF(Calculator!$F$33=TRUE,I$5*COS($B91*PI()/180),-100)","v":-100},{"$f":"IF(Calculator!$F$33=TRUE,I$5*SIN($B91*PI()/180),-100)","v":-100},{"$f":"IF(Calculator!$F$33=TRUE,K$5*COS($B91*PI()/180),-100)","v":-100},{"$f":"IF(Calculator!$F$33=TRUE,K$5*SIN($B91*PI()/180),-100)","v":-100}]
[null,86,{"$f":"IF(Calculator!$F$33=TRUE,C$5*COS($B92*PI()/180),-100)","v":-100},{"$f":"IF(Calculator!$F$33=TRUE,C$5*SIN($B92*PI()/180),-100)","v":-100},{"$f":"IF(Calculator!$F$33=TRUE,E$5*COS($B92*PI()/180),-100)","v":-100},{"$f":"IF(Calculator!$F$33=TRUE,E$5*SIN($B92*PI()/180),-100)","v":-100},6.9756473744125455E-2,0.9975640502598242,{"$f":"IF(Calculator!$F$33=TRUE,I$5*COS($B92*PI()/180),-100)","v":-100},{"$f":"IF(Calculator!$F$33=TRUE,I$5*SIN($B92*PI()/180),-100)","v":-100},{"$f":"IF(Calculator!$F$33=TRUE,K$5*COS($B92*PI()/180),-100)","v":-100},{"$f":"IF(Calculator!$F$33=TRUE,K$5*SIN($B92*PI()/180),-100)","v":-100}]
[null,87,{"$f":"IF(Calculator!$F$33=TRUE,C$5*COS($B93*PI()/180),-100)","v":-100},{"$f":"IF(Calculator!$F$33=TRUE,C$5*SIN($B93*PI()/180),-100)","v":-100},{"$f":"IF(Calculator!$F$33=TRUE,E$5*COS($B93*PI()/180),-100)","v":-100},{"$f":"IF(Calculator!$F$33=TRUE,E$5*SIN($B93*PI()/180),-100)","v":-100},5.2335956242943966E-2,0.99862953475457383,{"$f":"IF(Calculator!$F$33=TRUE,I$5*COS($B93*PI()/180),-100)","v":-100},{"$f":"IF(Calculator!$F$33=TRUE,I$5*SIN($B93*PI()/180),-100)","v":-100},{"$f":"IF(Calculator!$F$33=TRUE,K$5*COS($B93*PI()/180),-100)","v":-100},{"$f":"IF(Calculator!$F$33=TRUE,K$5*SIN($B93*PI()/180),-100)","v":-100}]
[null,88,{"$f":"IF(Calculator!$F$33=TRUE,C$5*COS($B94*PI()/180),-100)","v":-100},{"$f":"IF(Calculator!$F$33=TRUE,C$5*SIN($B94*PI()/180),-100)","v":-100},{"$f":"IF(Calculator!$F$33=TRUE,E$5*COS($B94*PI()/180),-100)","v":-100},{"$f":"IF(Calculator!$F$33=TRUE,E$5*SIN($B94*PI()/180),-100)","v":-100},3.489949670250108E-2,0.99939082701909576,{"$f":"IF(Calculator!$F$33=TRUE,I$5*COS($B94*PI()/180),-100)","v":-100},{"$f":"IF(Calculator!$F$33=TRUE,I$5*SIN($B94*PI()/180),-100)","v":-100},{"$f":"IF(Calculator!$F$33=TRUE,K$5*COS($B94*PI()/180),-100)","v":-100},{"$f":"IF(Calculator!$F$33=TRUE,K$5*SIN($B94*PI()/180),-100)","v":-100}]
[null,89,{"$f":"IF(Calculator!$F$33=TRUE,C$5*COS($B95*PI()/180),-100)","v":-100},{"$f":"IF(Calculator!$F$33=TRUE,C$5*SIN($B95*PI()/180),-100)","v":-100},{"$f":"IF(Calculator!$F$33=TRUE,E$5*COS($B95*PI()/180),-100)","v":-100},{"$f":"IF(Calculator!$F$33=TRUE,E$5*SIN($B95*PI()/180),-100)","v":-100},1.7452406437283376E-2,0.99984769515639127,{"$f":"IF(Calculator!$F$33=TRUE,I$5*COS($B95*PI()/180),-100)","v":-100},{"$f":"IF(Calculator!$F$33=TRUE,I$5*SIN($B95*PI()/180),-100)","v":-100},{"$f":"IF(Calculator!$F$33=TRUE,K$5*COS($B95*PI()/180),-100)","v":-100},{"$f":"IF(Calculator!$F$33=TRUE,K$5*SIN($B95*PI()/180),-100)","v":-100}]
[null,90,{"$f":"IF(Calculator!$F$33=TRUE,C$5*COS($B96*PI()/180),-100)","v":-100},{"$f":"IF(Calculator!$F$33=TRUE,C$5*SIN($B96*PI()/180),-100)","v":-100},{"$f":"IF(Calculator!$F$33=TRUE,E$5*COS($B96*PI()/180),-100)","v":-100},{"$f":"IF(Calculator!$F$33=TRUE,E$5*SIN($B96*PI()/180),-100)","v":-100},6.1257422745431001E-17,1,{"$f":"IF(Calculator!$F$33=TRUE,I$5*COS($B96*PI()/180),-100)","v":-100},{"$f":"IF(Calculator!$F$33=TRUE,I$5*SIN($B96*PI()/180),-100)","v":-100},{"$f":"IF(Calculator!$F$33=TRUE,K$5*COS($B96*PI()/180),-100)","v":-100},{"$f":"IF(Calculator!$F$33=TRUE,K$5*SIN($B96*PI()/180),-100)","v":-100}]
[null,91,{"$f":"IF(Calculator!$F$33=TRUE,C$5*COS($B97*PI()/180),-100)","v":-100},{"$f":"IF(Calculator!$F$33=TRUE,C$5*SIN($B97*PI()/180),-100)","v":-100},{"$f":"IF(Calculator!$F$33=TRUE,E$5*COS($B97*PI()/180),-100)","v":-100},{"$f":"IF(Calculator!$F$33=TRUE,E$5*SIN($B97*PI()/180),-100)","v":-100},-1.7452406437283477E-2,0.99984769515639127,{"$f":"IF(Calculator!$F$33=TRUE,I$5*COS($B97*PI()/180),-100)","v":-100},{"$f":"IF(Calculator!$F$33=TRUE,I$5*SIN($B97*PI()/180),-100)","v":-100},{"$f":"IF(Calculator!$F$33=TRUE,K$5*COS($B97*PI()/180),-100)","v":-100},{"$f":"IF(Calculator!$F$33=TRUE,K$5*SIN($B97*PI()/180),-100)","v":-100}]
[null,92,{"$f":"IF(Calculator!$F$33=TRUE,C$5*COS($B98*PI()/180),-100)","v":-100},{"$f":"IF(Calculator!$F$33=TRUE,C$5*SIN($B98*PI()/180),-100)","v":-100},{"$f":"IF(Calculator!$F$33=TRUE,E$5*COS($B98*PI()/180),-100)","v":-100},{"$f":"IF(Calculator!$F$33=TRUE,E$5*SIN($B98*PI()/180),-100)","v":-100},-3.4899496702500733E-2,0.99939082701909576,{"$f":"IF(Calculator!$F$33=TRUE,I$5*COS($B98*PI()/180),-100)","v":-100},{"$f":"IF(Calculator!$F$33=TRUE,I$5*SIN($B98*PI()/180),-100)","v":-100},{"$f":"IF(Calculator!$F$33=TRUE,K$5*COS($B98*PI()/180),-100)","v":-100},{"$f":"IF(Calculator!$F$33=TRUE,K$5*SIN($B98*PI()/180),-100)","v":-100}]
[null,93,{"$f":"IF(Calculator!$F$33=TRUE,C$5*COS($B99*PI()/180),-100)","v":-100},{"$f":"IF(Calculator!$F$33=TRUE,C$5*SIN($B99*PI()/180),-100)","v":-100},{"$f":"IF(Calculator!$F$33=TRUE,E$5*COS($B99*PI()/180),-100)","v":-100},{"$f":"IF(Calculator!$F$33=TRUE,E$5*SIN($B99*PI()/180),-100)","v":-100},-5.233595624294362E-2,0.99862953475457383,{"$f":"IF(Calculator!$F$33=TRUE,I$5*COS($B99*PI()/180),-100)","v":-100},{"$f":"IF(Calculator!$F$33=TRUE,I$5*SIN($B99*PI()/180),-100)","v":-100},{"$f":"IF(Calculator!$F$33=TRUE,K$5*COS($B99*PI()/180),-100)","v":-100},{"$f":"IF(Calculator!$F$33=TRUE,K$5*SIN($B99*PI()/180),-100)","v":-100}]
[null,94,{"$f":"IF(Calculator!$F$33=TRUE,C$5*COS($B100*PI()/180),-100)","v":-100},{"$f":"IF(Calculator!$F$33=TRUE,C$5*SIN($B100*PI()/180),-100)","v":-100},{"$f":"IF(Calculator!$F$33=TRUE,E$5*COS($B100*PI()/180),-100)","v":-100},{"$f":"IF(Calculator!$F$33=TRUE,E$5*SIN($B100*PI()/180),-100)","v":-100},-6.975647374412533E-2,0.9975640502598242,{"$f":"IF(Calculator!$F$33=TRUE,I$5*COS($B100*PI()/180),-100)","v":-100},{"$f":"IF(Calculator!$F$33=TRUE,I$5*SIN($B100*PI()/180),-100)","v":-100},{"$f":"IF(Calculator!$F$33=TRUE,K$5*COS($B100*PI()/180),-100)","v":-100},{"$f":"IF(Calculator!$F$33=TRUE,K$5*SIN($B100*PI()/180),-100)","v":-100}]
[null,95,{"$f":"IF(Calculator!$F$33=TRUE,C$5*COS($B101*PI()/180),-100)","v":-100},{"$f":"IF(Calculator!$F$33=TRUE,C$5*SIN($B101*PI()/180),-100)","v":-100},{"$f":"IF(Calculator!$F$33=TRUE,E$5*COS($B101*PI()/180),-100)","v":-100},{"$f":"IF(Calculator!$F$33=TRUE,E$5*SIN($B101*PI()/180),-100)","v":-100},-8.7155742747658235E-2,0.99619469809174555,{"$f":"IF(Calculator!$F$33=TRUE,I$5*COS($B101*PI()/180),-100)","v":-100},{"$f":"IF(Calculator!$F$33=TRUE,I$5*SIN($B101*PI()/180),-100)","v":-100},{"$f":"IF(Calculator!$F$33=TRUE,K$5*COS($B101*PI()/180),-100)","v":-100},{"$f":"IF(Calculator!$F$33=TRUE,K$5*SIN($B101*PI()/180),-100)","v":-100}]
[null,96,{"$f":"IF(Calculator!$F$33=TRUE,C$5*COS($B102*PI()/180),-100)","v":-100},{"$f":"IF(Calculator!$F$33=TRUE,C$5*SIN($B102*PI()/180),-100)","v":-100},{"$f":"IF(Calculator!$F$33=TRUE,E$5*COS($B102*PI()/180),-100)","v":-100},{"$f":"IF(Calculator!$F$33=TRUE,E$5*SIN($B102*PI()/180),-100)","v":-100},-0.10452846326765333,0.9945218953682734,{"$f":"IF(Calculator!$F$33=TRUE,I$5*COS($B102*PI()/180),-100)","v":-100},{"$f":"IF(Calculator!$F$33=TRUE,I$5*SIN($B102*PI()/180),-100)","v":-100},{"$f":"IF(Calculator!$F$33=TRUE,K$5*COS($B102*PI()/180),-100)","v":-100},{"$f":"IF(Calculator!$F$33=TRUE,K$5*SIN($B102*PI()/180),-100)","v":-100}]
[null,97,{"$f":"IF(Calculator!$F$33=TRUE,C$5*COS($B103*PI()/180),-100)","v":-100},{"$f":"IF(Calculator!$F$33=TRUE,C$5*SIN($B103*PI()/180),-100)","v":-100},{"$f":"IF(Calculator!$F$33=TRUE,E$5*COS($B103*PI()/180),-100)","v":-100},{"$f":"IF(Calculator!$F$33=TRUE,E$5*SIN($B103*PI()/180),-100)","v":-100},-0.12186934340514737,0.99254615164132209,{"$f":"IF(Calculator!$F$33=TRUE,I$5*COS($B103*PI()/180),-100)","v":-100},{"$f":"IF(Calculator!$F$33=TRUE,I$5*SIN($B103*PI()/180),-100)","v":-100},{"$f":"IF(Calculator!$F$33=TRUE,K$5*COS($B103*PI()/180),-100)","v":-100},{"$f":"IF(Calculator!$F$33=TRUE,K$5*SIN($B103*PI()/180),-100)","v":-100}]
[null,98,{"$f":"IF(Calculator!$F$33=TRUE,C$5*COS($B104*PI()/180),-100)","v":-100},{"$f":"IF(Calculator!$F$33=TRUE,C$5*SIN($B104*PI()/180),-100)","v":-100},{"$f":"IF(Calculator!$F$33=TRUE,E$5*COS($B104*PI()/180),-100)","v":-100},{"$f":"IF(Calculator!$F$33=TRUE,E$5*SIN($B104*PI()/180),-100)","v":-100},-0.13917310096006535,0.99026806874157036,{"$f":"IF(Calculator!$F$33=TRUE,I$5*COS($B104*PI()/180),-100)","v":-100},{"$f":"IF(Calculator!$F$33=TRUE,I$5*SIN($B104*PI()/180),-100)","v":-100},{"$f":"IF(Calculator!$F$33=TRUE,K$5*COS($B104*PI()/180),-100)","v":-100},{"$f":"IF(Calculator!$F$33=TRUE,K$5*SIN($B104*PI()/180),-100)","v":-100}]
[null,99,{"$f":"IF(Calculator!$F$33=TRUE,C$5*COS($B105*PI()/180),-100)","v":-100},{"$f":"IF(Calculator!$F$33=TRUE,C$5*SIN($B105*PI()/180),-100)","v":-100},{"$f":"IF(Calculator!$F$33=TRUE,E$5*COS($B105*PI()/180),-100)","v":-100},{"$f":"IF(Calculator!$F$33=TRUE,E$5*SIN($B105*PI()/180),-100)","v":-100},-0.15643446504023104,0.98768834059513766,{"$f":"IF(Calculator!$F$33=TRUE,I$5*COS($B105*PI()/180),-100)","v":-100},{"$f":"IF(Calculator!$F$33=TRUE,I$5*SIN($B105*PI()/180),-100)","v":-100},{"$f":"IF(Calculator!$F$33=TRUE,K$5*COS($B105*PI()/180),-100)","v":-100},{"$f":"IF(Calculator!$F$33=TRUE,K$5*SIN($B105*PI()/180),-100)","v":-100}]
[null,100,{"$f":"IF(Calculator!$F$33=TRUE,C$5*COS($B106*PI()/180),-100)","v":-100},{"$f":"IF(Calculator!$F$33=TRUE,C$5*SIN($B106*PI()/180),-100)","v":-100},{"$f":"IF(Calculator!$F$33=TRUE,E$5*COS($B106*PI()/180),-100)","v":-100},{"$f":"IF(Calculator!$F$33=TRUE,E$5*SIN($B106*PI()/180),-100)","v":-100},-0.1736481776669303,0.98480775301220802,{"$f":"IF(Calculator!$F$33=TRUE,I$5*COS($B106*PI()/180),-100)","v":-100},{"$f":"IF(Calculator!$F$33=TRUE,I$5*SIN($B106*PI()/180),-100)","v":-100},{"$f":"IF(Calculator!$F$33=TRUE,K$5*COS($B106*PI()/180),-100)","v":-100},{"$f":"IF(Calculator!$F$33=TRUE,K$5*SIN($B106*PI()/180),-100)","v":-100}]
[null,101,{"$f":"IF(Calculator!$F$33=TRUE,C$5*COS($B107*PI()/180),-100)","v":-100},{"$f":"IF(Calculator!$F$33=TRUE,C$5*SIN($B107*PI()/180),-100)","v":-100},{"$f":"IF(Calculator!$F$33=TRUE,E$5*COS($B107*PI()/180),-100)","v":-100},{"$f":"IF(Calculator!$F$33=TRUE,E$5*SIN($B107*PI()/180),-100)","v":-100},-0.1908089953765448,0.98162718344766398,{"$f":"IF(Calculator!$F$33=TRUE,I$5*COS($B107*PI()/180),-100)","v":-100},{"$f":"IF(Calculator!$F$33=TRUE,I$5*SIN($B107*PI()/180),-100)","v":-100},{"$f":"IF(Calculator!$F$33=TRUE,K$5*COS($B107*PI()/180),-100)","v":-100},{"$f":"IF(Calculator!$F$33=TRUE,K$5*SIN($B107*PI()/180),-100)","v":-100}]
[null,102,{"$f":"IF(Calculator!$F$33=TRUE,C$5*COS($B108*PI()/180),-100)","v":-100},{"$f":"IF(Calculator!$F$33=TRUE,C$5*SIN($B108*PI()/180),-100)","v":-100},{"$f":"IF(Calculator!$F$33=TRUE,E$5*COS($B108*PI()/180),-100)","v":-100},{"$f":"IF(Calculator!$F$33=TRUE,E$5*SIN($B108*PI()/180),-100)","v":-100},-0.20791169081775912,0.97814760073380569,{"$f":"IF(Calculator!$F$33=TRUE,I$5*COS($B108*PI()/180),-100)","v":-100},{"$f":"IF(Calculator!$F$33=TRUE,I$5*SIN($B108*PI()/180),-100)","v":-100},{"$f":"IF(Calculator!$F$33=TRUE,K$5*COS($B108*PI()/180),-100)","v":-100},{"$f":"IF(Calculator!$F$33=TRUE,K$5*SIN($B108*PI()/180),-100)","v":-100}]
[null,103,{"$f":"IF(Calculator!$F$33=TRUE,C$5*COS($B109*PI()/180),-100)","v":-100},{"$f":"IF(Calculator!$F$33=TRUE,C$5*SIN($B109*PI()/180),-100)","v":-100},{"$f":"IF(Calculator!$F$33=TRUE,E$5*COS($B109*PI()/180),-100)","v":-100},{"$f":"IF(Calculator!$F$33=TRUE,E$5*SIN($B109*PI()/180),-100)","v":-100},-0.22495105434386481,0.97437006478523525,{"$f":"IF(Calculator!$F$33=TRUE,I$5*COS($B109*PI()/180),-100)","v":-100},{"$f":"IF(Calculator!$F$33=TRUE,I$5*SIN($B109*PI()/180),-100)","v":-100},{"$f":"IF(Calculator!$F$33=TRUE,K$5*COS($B109*PI()/180),-100)","v":-100},{"$f":"IF(Calculator!$F$33=TRUE,K$5*SIN($B109*PI()/180),-100)","v":-100}]
[null,104,{"$f":"IF(Calculator!$F$33=TRUE,C$5*COS($B110*PI()/180),-100)","v":-100},{"$f":"IF(Calculator!$F$33=TRUE,C$5*SIN($B110*PI()/180),-100)","v":-100},{"$f":"IF(Calculator!$F$33=TRUE,E$5*COS($B110*PI()/180),-100)","v":-100},{"$f":"IF(Calculator!$F$33=TRUE,E$5*SIN($B110*PI()/180),-100)","v":-100},-0.24192189559966779,0.97029572627599647,{"$f":"IF(Calculator!$F$33=TRUE,I$5*COS($B110*PI()/180),-100)","v":-100},{"$f":"IF(Calculator!$F$33=TRUE,I$5*SIN($B110*PI()/180),-100)","v":-100},{"$f":"IF(Calculator!$F$33=TRUE,K$5*COS($B110*PI()/180),-100)","v":-100},{"$f":"IF(Calculator!$F$33=TRUE,K$5*SIN($B110*PI()/180),-100)","v":-100}]
[null,105,{"$f":"IF(Calculator!$F$33=TRUE,C$5*COS($B111*PI()/180),-100)","v":-100},{"$f":"IF(Calculator!$F$33=TRUE,C$5*SIN($B111*PI()/180),-100)","v":-100},{"$f":"IF(Calculator!$F$33=TRUE,E$5*COS($B111*PI()/180),-100)","v":-100},{"$f":"IF(Calculator!$F$33=TRUE,E$5*SIN($B111*PI()/180),-100)","v":-100},-0.25881904510252085,0.96592582628906831,{"$f":"IF(Calculator!$F$33=TRUE,I$5*COS($B111*PI()/180),-100)","v":-100},{"$f":"IF(Calculator!$F$33=TRUE,I$5*SIN($B111*PI()/180),-100)","v":-100},{"$f":"IF(Calculator!$F$33=TRUE,K$5*COS($B111*PI()/180),-100)","v":-100},{"$f":"IF(Calculator!$F$33=TRUE,K$5*SIN($B111*PI()/180),-100)","v":-100}]
[null,106,{"$f":"IF(Calculator!$F$33=TRUE,C$5*COS($B112*PI()/180),-100)","v":-100},{"$f":"IF(Calculator!$F$33=TRUE,C$5*SIN($B112*PI()/180),-100)","v":-100},{"$f":"IF(Calculator!$F$33=TRUE,E$5*COS($B112*PI()/180),-100)","v":-100},{"$f":"IF(Calculator!$F$33=TRUE,E$5*SIN($B112*PI()/180),-100)","v":-100},-0.27563735581699905,0.96126169593831889,{"$f":"IF(Calculator!$F$33=TRUE,I$5*COS($B112*PI()/180),-100)","v":-100},{"$f":"IF(Calculator!$F$33=TRUE,I$5*SIN($B112*PI()/180),-100)","v":-100},{"$f":"IF(Calculator!$F$33=TRUE,K$5*COS($B112*PI()/180),-100)","v":-100},{"$f":"IF(Calculator!$F$33=TRUE,K$5*SIN($B112*PI()/180),-100)","v":-100}]
[null,107,{"$f":"IF(Calculator!$F$33=TRUE,C$5*COS($B113*PI()/180),-100)","v":-100},{"$f":"IF(Calculator!$F$33=TRUE,C$5*SIN($B113*PI()/180),-100)","v":-100},{"$f":"IF(Calculator!$F$33=TRUE,E$5*COS($B113*PI()/180),-100)","v":-100},{"$f":"IF(Calculator!$F$33=TRUE,E$5*SIN($B113*PI()/180),-100)","v":-100},-0.29237170472273666,0.95630475596303555,{"$f":"IF(Calculator!$F$33=TRUE,I$5*COS($B113*PI()/180),-100)","v":-100},{"$f":"IF(Calculator!$F$33=TRUE,I$5*SIN($B113*PI()/180),-100)","v":-100},{"$f":"IF(Calculator!$F$33=TRUE,K$5*COS($B113*PI()/180),-100)","v":-100},{"$f":"IF(Calculator!$F$33=TRUE,K$5*SIN($B113*PI()/180),-100)","v":-100}]
[null,108,{"$f":"IF(Calculator!$F$33=TRUE,C$5*COS($B114*PI()/180),-100)","v":-100},{"$f":"IF(Calculator!$F$33=TRUE,C$5*SIN($B114*PI()/180),-100)","v":-100},{"$f":"IF(Calculator!$F$33=TRUE,E$5*COS($B114*PI()/180),-100)","v":-100},{"$f":"IF(Calculator!$F$33=TRUE,E$5*SIN($B114*PI()/180),-100)","v":-100},-0.30901699437494734,0.95105651629515364,{"$f":"IF(Calculator!$F$33=TRUE,I$5*COS($B114*PI()/180),-100)","v":-100},{"$f":"IF(Calculator!$F$33=TRUE,I$5*SIN($B114*PI()/180),-100)","v":-100},{"$f":"IF(Calculator!$F$33=TRUE,K$5*COS($B114*PI()/180),-100)","v":-100},{"$f":"IF(Calculator!$F$33=TRUE,K$5*SIN($B114*PI()/180),-100)","v":-100}]
[null,109,{"$f":"IF(Calculator!$F$33=TRUE,C$5*COS($B115*PI()/180),-100)","v":-100},{"$f":"IF(Calculator!$F$33=TRUE,C$5*SIN($B115*PI()/180),-100)","v":-100},{"$f":"IF(Calculator!$F$33=TRUE,E$5*COS($B115*PI()/180),-100)","v":-100},{"$f":"IF(Calculator!$F$33=TRUE,E$5*SIN($B115*PI()/180),-100)","v":-100},-0.32556815445715642,0.94551857559931685,{"$f":"IF(Calculator!$F$33=TRUE,I$5*COS($B115*PI()/180),-100)","v":-100},{"$f":"IF(Calculator!$F$33=TRUE,I$5*SIN($B115*PI()/180),-100)","v":-100},{"$f":"IF(Calculator!$F$33=TRUE,K$5*COS($B115*PI()/180),-100)","v":-100},{"$f":"IF(Calculator!$F$33=TRUE,K$5*SIN($B115*PI()/180),-100)","v":-100}]
[null,110,{"$f":"IF(Calculator!$F$33=TRUE,C$5*COS($B116*PI()/180),-100)","v":-100},{"$f":"IF(Calculator!$F$33=TRUE,C$5*SIN($B116*PI()/180),-100)","v":-100},{"$f":"IF(Calculator!$F$33=TRUE,E$5*COS($B116*PI()/180),-100)","v":-100},{"$f":"IF(Calculator!$F$33=TRUE,E$5*SIN($B116*PI()/180),-100)","v":-100},-0.34202014332566871,0.93969262078590843,{"$f":"IF(Calculator!$F$33=TRUE,I$5*COS($B116*PI()/180),-100)","v":-100},{"$f":"IF(Calculator!$F$33=TRUE,I$5*SIN($B116*PI()/180),-100)","v":-100},{"$f":"IF(Calculator!$F$33=TRUE,K$5*COS($B116*PI()/180),-100)","v":-100},{"$f":"IF(Calculator!$F$33=TRUE,K$5*SIN($B116*PI()/180),-100)","v":-100}]
[null,111,{"$f":"IF(Calculator!$F$33=TRUE,C$5*COS($B117*PI()/180),-100)","v":-100},{"$f":"IF(Calculator!$F$33=TRUE,C$5*SIN($B117*PI()/180),-100)","v":-100},{"$f":"IF(Calculator!$F$33=TRUE,E$5*COS($B117*PI()/180),-100)","v":-100},{"$f":"IF(Calculator!$F$33=TRUE,E$5*SIN($B117*PI()/180),-100)","v":-100},-0.35836794954530027,0.93358042649720174,{"$f":"IF(Calculator!$F$33=TRUE,I$5*COS($B117*PI()/180),-100)","v":-100},{"$f":"IF(Calculator!$F$33=TRUE,I$5*SIN($B117*PI()/180),-100)","v":-100},{"$f":"IF(Calculator!$F$33=TRUE,K$5*COS($B117*PI()/180),-100)","v":-100},{"$f":"IF(Calculator!$F$33=TRUE,K$5*SIN($B117*PI()/180),-100)","v":-100}]
[null,112,{"$f":"IF(Calculator!$F$33=TRUE,C$5*COS($B118*PI()/180),-100)","v":-100},{"$f":"IF(Calculator!$F$33=TRUE,C$5*SIN($B118*PI()/180),-100)","v":-100},{"$f":"IF(Calculator!$F$33=TRUE,E$5*COS($B118*PI()/180),-100)","v":-100},{"$f":"IF(Calculator!$F$33=TRUE,E$5*SIN($B118*PI()/180),-100)","v":-100},-0.37460659341591207,0.92718385456678742,{"$f":"IF(Calculator!$F$33=TRUE,I$5*COS($B118*PI()/180),-100)","v":-100},{"$f":"IF(Calculator!$F$33=TRUE,I$5*SIN($B118*PI()/180),-100)","v":-100},{"$f":"IF(Calculator!$F$33=TRUE,K$5*COS($B118*PI()/180),-100)","v":-100},{"$f":"IF(Calculator!$F$33=TRUE,K$5*SIN($B118*PI()/180),-100)","v":-100}]
[null,113,{"$f":"IF(Calculator!$F$33=TRUE,C$5*COS($B119*PI()/180),-100)","v":-100},{"$f":"IF(Calculator!$F$33=TRUE,C$5*SIN($B119*PI()/180),-100)","v":-100},{"$f":"IF(Calculator!$F$33=TRUE,E$5*COS($B119*PI()/180),-100)","v":-100},{"$f":"IF(Calculator!$F$33=TRUE,E$5*SIN($B119*PI()/180),-100)","v":-100},-0.3907311284892736,0.92050485345244037,{"$f":"IF(Calculator!$F$33=TRUE,I$5*COS($B119*PI()/180),-100)","v":-100},{"$f":"IF(Calculator!$F$33=TRUE,I$5*SIN($B119*PI()/180),-100)","v":-100},{"$f":"IF(Calculator!$F$33=TRUE,K$5*COS($B119*PI()/180),-100)","v":-100},{"$f":"IF(Calculator!$F$33=TRUE,K$5*SIN($B119*PI()/180),-100)","v":-100}]
[null,114,{"$f":"IF(Calculator!$F$33=TRUE,C$5*COS($B120*PI()/180),-100)","v":-100},{"$f":"IF(Calculator!$F$33=TRUE,C$5*SIN($B120*PI()/180),-100)","v":-100},{"$f":"IF(Calculator!$F$33=TRUE,E$5*COS($B120*PI()/180),-100)","v":-100},{"$f":"IF(Calculator!$F$33=TRUE,E$5*SIN($B120*PI()/180),-100)","v":-100},-0.40673664307580004,0.91354545764260098,{"$f":"IF(Calculator!$F$33=TRUE,I$5*COS($B120*PI()/180),-100)","v":-100},{"$f":"IF(Calculator!$F$33=TRUE,I$5*SIN($B120*PI()/180),-100)","v":-100},{"$f":"IF(Calculator!$F$33=TRUE,K$5*COS($B120*PI()/180),-100)","v":-100},{"$f":"IF(Calculator!$F$33=TRUE,K$5*SIN($B120*PI()/180),-100)","v":-100}]
[null,115,{"$f":"IF(Calculator!$F$33=TRUE,C$5*COS($B121*PI()/180),-100)","v":-100},{"$f":"IF(Calculator!$F$33=TRUE,C$5*SIN($B121*PI()/180),-100)","v":-100},{"$f":"IF(Calculator!$F$33=TRUE,E$5*COS($B121*PI()/180),-100)","v":-100},{"$f":"IF(Calculator!$F$33=TRUE,E$5*SIN($B121*PI()/180),-100)","v":-100},-0.42261826174069933,0.90630778703665005,{"$f":"IF(Calculator!$F$33=TRUE,I$5*COS($B121*PI()/180),-100)","v":-100},{"$f":"IF(Calculator!$F$33=TRUE,I$5*SIN($B121*PI()/180),-100)","v":-100},{"$f":"IF(Calculator!$F$33=TRUE,K$5*COS($B121*PI()/180),-100)","v":-100},{"$f":"IF(Calculator!$F$33=TRUE,K$5*SIN($B121*PI()/180),-100)","v":-100}]
[null,116,{"$f":"IF(Calculator!$F$33=TRUE,C$5*COS($B122*PI()/180),-100)","v":-100},{"$f":"IF(Calculator!$F$33=TRUE,C$5*SIN($B122*PI()/180),-100)","v":-100},{"$f":"IF(Calculator!$F$33=TRUE,E$5*COS($B122*PI()/180),-100)","v":-100},{"$f":"IF(Calculator!$F$33=TRUE,E$5*SIN($B122*PI()/180),-100)","v":-100},-0.43837114678907751,0.89879404629916693,{"$f":"IF(Calculator!$F$33=TRUE,I$5*COS($B122*PI()/180),-100)","v":-100},{"$f":"IF(Calculator!$F$33=TRUE,I$5*SIN($B122*PI()/180),-100)","v":-100},{"$f":"IF(Calculator!$F$33=TRUE,K$5*COS($B122*PI()/180),-100)","v":-100},{"$f":"IF(Calculator!$F$33=TRUE,K$5*SIN($B122*PI()/180),-100)","v":-100}]
[null,117,{"$f":"IF(Calculator!$F$33=TRUE,C$5*COS($B123*PI()/180),-100)","v":-100},{"$f":"IF(Calculator!$F$33=TRUE,C$5*SIN($B123*PI()/180),-100)","v":-100},{"$f":"IF(Calculator!$F$33=TRUE,E$5*COS($B123*PI()/180),-100)","v":-100},{"$f":"IF(Calculator!$F$33=TRUE,E$5*SIN($B123*PI()/180),-100)","v":-100},-0.45399049973954669,0.8910065241883679,{"$f":"IF(Calculator!$F$33=TRUE,I$5*COS($B123*PI()/180),-100)","v":-100},{"$f":"IF(Calculator!$F$33=TRUE,I$5*SIN($B123*PI()/180),-100)","v":-100},{"$f":"IF(Calculator!$F$33=TRUE,K$5*COS($B123*PI()/180),-100)","v":-100},{"$f":"IF(Calculator!$F$33=TRUE,K$5*SIN($B123*PI()/180),-100)","v":-100}]
[null,118,{"$f":"IF(Calculator!$F$33=TRUE,C$5*COS($B124*PI()/180),-100)","v":-100},{"$f":"IF(Calculator!$F$33=TRUE,C$5*SIN($B124*PI()/180),-100)","v":-100},{"$f":"IF(Calculator!$F$33=TRUE,E$5*COS($B124*PI()/180),-100)","v":-100},{"$f":"IF(Calculator!$F$33=TRUE,E$5*SIN($B124*PI()/180),-100)","v":-100},-0.46947156278589053,0.8829475928589271,{"$f":"IF(Calculator!$F$33=TRUE,I$5*COS($B124*PI()/180),-100)","v":-100},{"$f":"IF(Calculator!$F$33=TRUE,I$5*SIN($B124*PI()/180),-100)","v":-100},{"$f":"IF(Calculator!$F$33=TRUE,K$5*COS($B124*PI()/180),-100)","v":-100},{"$f":"IF(Calculator!$F$33=TRUE,K$5*SIN($B124*PI()/180),-100)","v":-100}]
[null,119,{"$f":"IF(Calculator!$F$33=TRUE,C$5*COS($B125*PI()/180),-100)","v":-100},{"$f":"IF(Calculator!$F$33=TRUE,C$5*SIN($B125*PI()/180),-100)","v":-100},{"$f":"IF(Calculator!$F$33=TRUE,E$5*COS($B125*PI()/180),-100)","v":-100},{"$f":"IF(Calculator!$F$33=TRUE,E$5*SIN($B125*PI()/180),-100)","v":-100},-0.484809620246337,0.87461970713939585,{"$f":"IF(Calculator!$F$33=TRUE,I$5*COS($B125*PI()/180),-100)","v":-100},{"$f":"IF(Calculator!$F$33=TRUE,I$5*SIN($B125*PI()/180),-100)","v":-100},{"$f":"IF(Calculator!$F$33=TRUE,K$5*COS($B125*PI()/180),-100)","v":-100},{"$f":"IF(Calculator!$F$33=TRUE,K$5*SIN($B125*PI()/180),-100)","v":-100}]
[null,120,{"$f":"IF(Calculator!$F$33=TRUE,C$5*COS($B126*PI()/180),-100)","v":-100},{"$f":"IF(Calculator!$F$33=TRUE,C$5*SIN($B126*PI()/180),-100)","v":-100},{"$f":"IF(Calculator!$F$33=TRUE,E$5*COS($B126*PI()/180),-100)","v":-100},{"$f":"IF(Calculator!$F$33=TRUE,E$5*SIN($B126*PI()/180),-100)","v":-100},-0.49999999999999978,0.86602540378443871,{"$f":"IF(Calculator!$F$33=TRUE,I$5*COS($B126*PI()/180),-100)","v":-100},{"$f":"IF(Calculator!$F$33=TRUE,I$5*SIN($B126*PI()/180),-100)","v":-100},{"$f":"IF(Calculator!$F$33=TRUE,K$5*COS($B126*PI()/180),-100)","v":-100},{"$f":"IF(Calculator!$F$33=TRUE,K$5*SIN($B126*PI()/180),-100)","v":-100}]
[null,121,{"$f":"IF(Calculator!$F$33=TRUE,C$5*COS($B127*PI()/180),-100)","v":-100},{"$f":"IF(Calculator!$F$33=TRUE,C$5*SIN($B127*PI()/180),-100)","v":-100},{"$f":"IF(Calculator!$F$33=TRUE,E$5*COS($B127*PI()/180),-100)","v":-100},{"$f":"IF(Calculator!$F$33=TRUE,E$5*SIN($B127*PI()/180),-100)","v":-100},-0.51503807491005427,0.85716730070211233,{"$f":"IF(Calculator!$F$33=TRUE,I$5*COS($B127*PI()/180),-100)","v":-100},{"$f":"IF(Calculator!$F$33=TRUE,I$5*SIN($B127*PI()/180),-100)","v":-100},{"$f":"IF(Calculator!$F$33=TRUE,K$5*COS($B127*PI()/180),-100)","v":-100},{"$f":"IF(Calculator!$F$33=TRUE,K$5*SIN($B127*PI()/180),-100)","v":-100}]
[null,122,{"$f":"IF(Calculator!$F$33=TRUE,C$5*COS($B128*PI()/180),-100)","v":-100},{"$f":"IF(Calculator!$F$33=TRUE,C$5*SIN($B128*PI()/180),-100)","v":-100},{"$f":"IF(Calculator!$F$33=TRUE,E$5*COS($B128*PI()/180),-100)","v":-100},{"$f":"IF(Calculator!$F$33=TRUE,E$5*SIN($B128*PI()/180),-100)","v":-100},-0.52991926423320479,0.84804809615642607,{"$f":"IF(Calculator!$F$33=TRUE,I$5*COS($B128*PI()/180),-100)","v":-100},{"$f":"IF(Calculator!$F$33=TRUE,I$5*SIN($B128*PI()/180),-100)","v":-100},{"$f":"IF(Calculator!$F$33=TRUE,K$5*COS($B128*PI()/180),-100)","v":-100},{"$f":"IF(Calculator!$F$33=TRUE,K$5*SIN($B128*PI()/180),-100)","v":-100}]
[null,123,{"$f":"IF(Calculator!$F$33=TRUE,C$5*COS($B129*PI()/180),-100)","v":-100},{"$f":"IF(Calculator!$F$33=TRUE,C$5*SIN($B129*PI()/180),-100)","v":-100},{"$f":"IF(Calculator!$F$33=TRUE,E$5*COS($B129*PI()/180),-100)","v":-100},{"$f":"IF(Calculator!$F$33=TRUE,E$5*SIN($B129*PI()/180),-100)","v":-100},-0.54463903501502708,0.83867056794542394,{"$f":"IF(Calculator!$F$33=TRUE,I$5*COS($B129*PI()/180),-100)","v":-100},{"$f":"IF(Calculator!$F$33=TRUE,I$5*SIN($B129*PI()/180),-100)","v":-100},{"$f":"IF(Calculator!$F$33=TRUE,K$5*COS($B129*PI()/180),-100)","v":-100},{"$f":"IF(Calculator!$F$33=TRUE,K$5*SIN($B129*PI()/180),-100)","v":-100}]
[null,124,{"$f":"IF(Calculator!$F$33=TRUE,C$5*COS($B130*PI()/180),-100)","v":-100},{"$f":"IF(Calculator!$F$33=TRUE,C$5*SIN($B130*PI()/180),-100)","v":-100},{"$f":"IF(Calculator!$F$33=TRUE,E$5*COS($B130*PI()/180),-100)","v":-100},{"$f":"IF(Calculator!$F$33=TRUE,E$5*SIN($B130*PI()/180),-100)","v":-100},-0.55919290347074668,0.82903757255504174,{"$f":"IF(Calculator!$F$33=TRUE,I$5*COS($B130*PI()/180),-100)","v":-100},{"$f":"IF(Calculator!$F$33=TRUE,I$5*SIN($B130*PI()/180),-100)","v":-100},{"$f":"IF(Calculator!$F$33=TRUE,K$5*COS($B130*PI()/180),-100)","v":-100},{"$f":"IF(Calculator!$F$33=TRUE,K$5*SIN($B130*PI()/180),-100)","v":-100}]
[null,125,{"$f":"IF(Calculator!$F$33=TRUE,C$5*COS($B131*PI()/180),-100)","v":-100},{"$f":"IF(Calculator!$F$33=TRUE,C$5*SIN($B131*PI()/180),-100)","v":-100},{"$f":"IF(Calculator!$F$33=TRUE,E$5*COS($B131*PI()/180),-100)","v":-100},{"$f":"IF(Calculator!$F$33=TRUE,E$5*SIN($B131*PI()/180),-100)","v":-100},-0.57357643635104583,0.81915204428899202,{"$f":"IF(Calculator!$F$33=TRUE,I$5*COS($B131*PI()/180),-100)","v":-100},{"$f":"IF(Calculator!$F$33=TRUE,I$5*SIN($B131*PI()/180),-100)","v":-100},{"$f":"IF(Calculator!$F$33=TRUE,K$5*COS($B131*PI()/180),-100)","v":-100},{"$f":"IF(Calculator!$F$33=TRUE,K$5*SIN($B131*PI()/180),-100)","v":-100}]
[null,126,{"$f":"IF(Calculator!$F$33=TRUE,C$5*COS($B132*PI()/180),-100)","v":-100},{"$f":"IF(Calculator!$F$33=TRUE,C$5*SIN($B132*PI()/180),-100)","v":-100},{"$f":"IF(Calculator!$F$33=TRUE,E$5*COS($B132*PI()/180),-100)","v":-100},{"$f":"IF(Calculator!$F$33=TRUE,E$5*SIN($B132*PI()/180),-100)","v":-100},-0.58778525229247303,0.80901699437494745,{"$f":"IF(Calculator!$F$33=TRUE,I$5*COS($B132*PI()/180),-100)","v":-100},{"$f":"IF(Calculator!$F$33=TRUE,I$5*SIN($B132*PI()/180),-100)","v":-100},{"$f":"IF(Calculator!$F$33=TRUE,K$5*COS($B132*PI()/180),-100)","v":-100},{"$f":"IF(Calculator!$F$33=TRUE,K$5*SIN($B132*PI()/180),-100)","v":-100}]
[null,127,{"$f":"IF(Calculator!$F$33=TRUE,C$5*COS($B133*PI()/180),-100)","v":-100},{"$f":"IF(Calculator!$F$33=TRUE,C$5*SIN($B133*PI()/180),-100)","v":-100},{"$f":"IF(Calculator!$F$33=TRUE,E$5*COS($B133*PI()/180),-100)","v":-100},{"$f":"IF(Calculator!$F$33=TRUE,E$5*SIN($B133*PI()/180),-100)","v":-100},-0.60181502315204838,0.79863551004729272,{"$f":"IF(Calculator!$F$33=TRUE,I$5*COS($B133*PI()/180),-100)","v":-100},{"$f":"IF(Calculator!$F$33=TRUE,I$5*SIN($B133*PI()/180),-100)","v":-100},{"$f":"IF(Calculator!$F$33=TRUE,K$5*COS($B133*PI()/180),-100)","v":-100},{"$f":"IF(Calculator!$F$33=TRUE,K$5*SIN($B133*PI()/180),-100)","v":-100}]
[null,128,{"$f":"IF(Calculator!$F$33=TRUE,C$5*COS($B134*PI()/180),-100)","v":-100},{"$f":"IF(Calculator!$F$33=TRUE,C$5*SIN($B134*PI()/180),-100)","v":-100},{"$f":"IF(Calculator!$F$33=TRUE,E$5*COS($B134*PI()/180),-100)","v":-100},{"$f":"IF(Calculator!$F$33=TRUE,E$5*SIN($B134*PI()/180),-100)","v":-100},-0.61566147532565829,0.78801075360672201,{"$f":"IF(Calculator!$F$33=TRUE,I$5*COS($B134*PI()/180),-100)","v":-100},{"$f":"IF(Calculator!$F$33=TRUE,I$5*SIN($B134*PI()/180),-100)","v":-100},{"$f":"IF(Calculator!$F$33=TRUE,K$5*COS($B134*PI()/180),-100)","v":-100},{"$f":"IF(Calculator!$F$33=TRUE,K$5*SIN($B134*PI()/180),-100)","v":-100}]
[null,129,{"$f":"IF(Calculator!$F$33=TRUE,C$5*COS($B135*PI()/180),-100)","v":-100},{"$f":"IF(Calculator!$F$33=TRUE,C$5*SIN($B135*PI()/180),-100)","v":-100},{"$f":"IF(Calculator!$F$33=TRUE,E$5*COS($B135*PI()/180),-100)","v":-100},{"$f":"IF(Calculator!$F$33=TRUE,E$5*SIN($B135*PI()/180),-100)","v":-100},-0.62932039104983728,0.77714596145697101,{"$f":"IF(Calculator!$F$33=TRUE,I$5*COS($B135*PI()/180),-100)","v":-100},{"$f":"IF(Calculator!$F$33=TRUE,I$5*SIN($B135*PI()/180),-100)","v":-100},{"$f":"IF(Calculator!$F$33=TRUE,K$5*COS($B135*PI()/180),-100)","v":-100},{"$f":"IF(Calculator!$F$33=TRUE,K$5*SIN($B135*PI()/180),-100)","v":-100}]
[null,130,{"$f":"IF(Calculator!$F$33=TRUE,C$5*COS($B136*PI()/180),-100)","v":-100},{"$f":"IF(Calculator!$F$33=TRUE,C$5*SIN($B136*PI()/180),-100)","v":-100},{"$f":"IF(Calculator!$F$33=TRUE,E$5*COS($B136*PI()/180),-100)","v":-100},{"$f":"IF(Calculator!$F$33=TRUE,E$5*SIN($B136*PI()/180),-100)","v":-100},{"$f":"G$5*COS($B136*PI()/180)","v":-0.64278760968653936},{"$f":"G$5*SIN($B136*PI()/180)","v":0.76604444311897801},{"$f":"IF(Calculator!$F$33=TRUE,I$5*COS($B136*PI()/180),-100)","v":-100},{"$f":"IF(Calculator!$F$33=TRUE,I$5*SIN($B136*PI()/180),-100)","v":-100},{"$f":"IF(Calculator!$F$33=TRUE,K$5*COS($B136*PI()/180),-100)","v":-100},{"$f":"IF(Calculator!$F$33=TRUE,K$5*SIN($B136*PI()/180),-100)","v":-100}]
[null,{"$f":"B136+1","v":131},{"$f":"IF(Calculator!$F$33=TRUE,C$5*COS($B137*PI()/180),-100)","v":-100},{"$f":"IF(Calculator!$F$33=TRUE,C$5*SIN($B137*PI()/180),-100)","v":-100},{"$f":"IF(Calculator!$F$33=TRUE,E$5*COS($B137*PI()/180),-100)","v":-100},{"$f":"IF(Calculator!$F$33=TRUE,E$5*SIN($B137*PI()/180),-100)","v":-100},-0.6560590289905075,0.75470958022277179,{"$f":"IF(Calculator!$F$33=TRUE,I$5*COS($B137*PI()/180),-100)","v":-100},{"$f":"IF(Calculator!$F$33=TRUE,I$5*SIN($B137*PI()/180),-100)","v":-100},{"$f":"IF(Calculator!$F$33=TRUE,K$5*COS($B137*PI()/180),-100)","v":-100},{"$f":"IF(Calculator!$F$33=TRUE,K$5*SIN($B137*PI()/180),-100)","v":-100}]
[null,132,{"$f":"IF(Calculator!$F$33=TRUE,C$5*COS($B138*PI()/180),-100)","v":-100},{"$f":"IF(Calculator!$F$33=TRUE,C$5*SIN($B138*PI()/180),-100)","v":-100},{"$f":"IF(Calculator!$F$33=TRUE,E$5*COS($B138*PI()/180),-100)","v":-100},{"$f":"IF(Calculator!$F$33=TRUE,E$5*SIN($B138*PI()/180),-100)","v":-100},-0.66913060635885824,0.74314482547739424,{"$f":"IF(Calculator!$F$33=TRUE,I$5*COS($B138*PI()/180),-100)","v":-100},{"$f":"IF(Calculator!$F$33=TRUE,I$5*SIN($B138*PI()/180),-100)","v":-100},{"$f":"IF(Calculator!$F$33=TRUE,K$5*COS($B138*PI()/180),-100)","v":-100},{"$f":"IF(Calculator!$F$33=TRUE,K$5*SIN($B138*PI()/180),-100)","v":-100}]
[null,133,{"$f":"IF(Calculator!$F$33=TRUE,C$5*COS($B139*PI()/180),-100)","v":-100},{"$f":"IF(Calculator!$F$33=TRUE,C$5*SIN($B139*PI()/180),-100)","v":-100},{"$f":"IF(Calculator!$F$33=TRUE,E$5*COS($B139*PI()/180),-100)","v":-100},{"$f":"IF(Calculator!$F$33=TRUE,E$5*SIN($B139*PI()/180),-100)","v":-100},-0.68199836006249837,0.73135370161917057,{"$f":"IF(Calculator!$F$33=TRUE,I$5*COS($B139*PI()/180),-100)","v":-100},{"$f":"IF(Calculator!$F$33=TRUE,I$5*SIN($B139*PI()/180),-100)","v":-100},{"$f":"IF(Calculator!$F$33=TRUE,K$5*COS($B139*PI()/180),-100)","v":-100},{"$f":"IF(Calculator!$F$33=TRUE,K$5*SIN($B139*PI()/180),-100)","v":-100}]
[null,134,{"$f":"IF(Calculator!$F$33=TRUE,C$5*COS($B140*PI()/180),-100)","v":-100},{"$f":"IF(Calculator!$F$33=TRUE,C$5*SIN($B140*PI()/180),-100)","v":-100},{"$f":"IF(Calculator!$F$33=TRUE,E$5*COS($B140*PI()/180),-100)","v":-100},{"$f":"IF(Calculator!$F$33=TRUE,E$5*SIN($B140*PI()/180),-100)","v":-100},-0.69465837045899703,0.71933980033865141,{"$f":"IF(Calculator!$F$33=TRUE,I$5*COS($B140*PI()/180),-100)","v":-100},{"$f":"IF(Calculator!$F$33=TRUE,I$5*SIN($B140*PI()/180),-100)","v":-100},{"$f":"IF(Calculator!$F$33=TRUE,K$5*COS($B140*PI()/180),-100)","v":-100},{"$f":"IF(Calculator!$F$33=TRUE,K$5*SIN($B140*PI()/180),-100)","v":-100}]
[null,135,{"$f":"IF(Calculator!$F$33=TRUE,C$5*COS($B141*PI()/180),-100)","v":-100},{"$f":"IF(Calculator!$F$33=TRUE,C$5*SIN($B141*PI()/180),-100)","v":-100},{"$f":"IF(Calculator!$F$33=TRUE,E$5*COS($B141*PI()/180),-100)","v":-100},{"$f":"IF(Calculator!$F$33=TRUE,E$5*SIN($B141*PI()/180),-100)","v":-100},-0.70710678118654746,0.70710678118654757,{"$f":"IF(Calculator!$F$33=TRUE,I$5*COS($B141*PI()/180),-100)","v":-100},{"$f":"IF(Calculator!$F$33=TRUE,I$5*SIN($B141*PI()/180),-100)","v":-100},{"$f":"IF(Calculator!$F$33=TRUE,K$5*COS($B141*PI()/180),-100)","v":-100},{"$f":"IF(Calculator!$F$33=TRUE,K$5*SIN($B141*PI()/180),-100)","v":-100}]
[null,136,{"$f":"IF(Calculator!$F$33=TRUE,C$5*COS($B142*PI()/180),-100)","v":-100},{"$f":"IF(Calculator!$F$33=TRUE,C$5*SIN($B142*PI()/180),-100)","v":-100},{"$f":"IF(Calculator!$F$33=TRUE,E$5*COS($B142*PI()/180),-100)","v":-100},{"$f":"IF(Calculator!$F$33=TRUE,E$5*SIN($B142*PI()/180),-100)","v":-100},-0.71933980033865119,0.69465837045899714,{"$f":"IF(Calculator!$F$33=TRUE,I$5*COS($B142*PI()/180),-100)","v":-100},{"$f":"IF(Calculator!$F$33=TRUE,I$5*SIN($B142*PI()/180),-100)","v":-100},{"$f":"IF(Calculator!$F$33=TRUE,K$5*COS($B142*PI()/180),-100)","v":-100},{"$f":"IF(Calculator!$F$33=TRUE,K$5*SIN($B142*PI()/180),-100)","v":-100}]
[null,137,{"$f":"IF(Calculator!$F$33=TRUE,C$5*COS($B143*PI()/180),-100)","v":-100},{"$f":"IF(Calculator!$F$33=TRUE,C$5*SIN($B143*PI()/180),-100)","v":-100},{"$f":"IF(Calculator!$F$33=TRUE,E$5*COS($B143*PI()/180),-100)","v":-100},{"$f":"IF(Calculator!$F$33=TRUE,E$5*SIN($B143*PI()/180),-100)","v":-100},-0.73135370161917046,0.68199836006249859,{"$f":"IF(Calculator!$F$33=TRUE,I$5*COS($B143*PI()/180),-100)","v":-100},{"$f":"IF(Calculator!$F$33=TRUE,I$5*SIN($B143*PI()/180),-100)","v":-100},{"$f":"IF(Calculator!$F$33=TRUE,K$5*COS($B143*PI()/180),-100)","v":-100},{"$f":"IF(Calculator!$F$33=TRUE,K$5*SIN($B143*PI()/180),-100)","v":-100}]
[null,138,{"$f":"IF(Calculator!$F$33=TRUE,C$5*COS($B144*PI()/180),-100)","v":-100},{"$f":"IF(Calculator!$F$33=TRUE,C$5*SIN($B144*PI()/180),-100)","v":-100},{"$f":"IF(Calculator!$F$33=TRUE,E$5*COS($B144*PI()/180),-100)","v":-100},{"$f":"IF(Calculator!$F$33=TRUE,E$5*SIN($B144*PI()/180),-100)","v":-100},-0.74314482547739402,0.66913060635885835,{"$f":"IF(Calculator!$F$33=TRUE,I$5*COS($B144*PI()/180),-100)","v":-100},{"$f":"IF(Calculator!$F$33=TRUE,I$5*SIN($B144*PI()/180),-100)","v":-100},{"$f":"IF(Calculator!$F$33=TRUE,K$5*COS($B144*PI()/180),-100)","v":-100},{"$f":"IF(Calculator!$F$33=TRUE,K$5*SIN($B144*PI()/180),-100)","v":-100}]
[null,139,{"$f":"IF(Calculator!$F$33=TRUE,C$5*COS($B145*PI()/180),-100)","v":-100},{"$f":"IF(Calculator!$F$33=TRUE,C$5*SIN($B145*PI()/180),-100)","v":-100},{"$f":"IF(Calculator!$F$33=TRUE,E$5*COS($B145*PI()/180),-100)","v":-100},{"$f":"IF(Calculator!$F$33=TRUE,E$5*SIN($B145*PI()/180),-100)","v":-100},-0.75470958022277201,0.65605902899050728,{"$f":"IF(Calculator!$F$33=TRUE,I$5*COS($B145*PI()/180),-100)","v":-100},{"$f":"IF(Calculator!$F$33=TRUE,I$5*SIN($B145*PI()/180),-100)","v":-100},{"$f":"IF(Calculator!$F$33=TRUE,K$5*COS($B145*PI()/180),-100)","v":-100},{"$f":"IF(Calculator!$F$33=TRUE,K$5*SIN($B145*PI()/180),-100)","v":-100}]
[null,140,{"$f":"IF(Calculator!$F$33=TRUE,C$5*COS($B146*PI()/180),-100)","v":-100},{"$f":"IF(Calculator!$F$33=TRUE,C$5*SIN($B146*PI()/180),-100)","v":-100},{"$f":"IF(Calculator!$F$33=TRUE,E$5*COS($B146*PI()/180),-100)","v":-100},{"$f":"IF(Calculator!$F$33=TRUE,E$5*SIN($B146*PI()/180),-100)","v":-100},-0.7660444431189779,0.64278760968653947,{"$f":"IF(Calculator!$F$33=TRUE,I$5*COS($B146*PI()/180),-100)","v":-100},{"$f":"IF(Calculator!$F$33=TRUE,I$5*SIN($B146*PI()/180),-100)","v":-100},{"$f":"IF(Calculator!$F$33=TRUE,K$5*COS($B146*PI()/180),-100)","v":-100},{"$f":"IF(Calculator!$F$33=TRUE,K$5*SIN($B146*PI()/180),-100)","v":-100}]
[null,141,{"$f":"IF(Calculator!$F$33=TRUE,C$5*COS($B147*PI()/180),-100)","v":-100},{"$f":"IF(Calculator!$F$33=TRUE,C$5*SIN($B147*PI()/180),-100)","v":-100},{"$f":"IF(Calculator!$F$33=TRUE,E$5*COS($B147*PI()/180),-100)","v":-100},{"$f":"IF(Calculator!$F$33=TRUE,E$5*SIN($B147*PI()/180),-100)","v":-100},-0.77714596145697068,0.62932039104983772,{"$f":"IF(Calculator!$F$33=TRUE,I$5*COS($B147*PI()/180),-100)","v":-100},{"$f":"IF(Calculator!$F$33=TRUE,I$5*SIN($B147*PI()/180),-100)","v":-100},{"$f":"IF(Calculator!$F$33=TRUE,K$5*COS($B147*PI()/180),-100)","v":-100},{"$f":"IF(Calculator!$F$33=TRUE,K$5*SIN($B147*PI()/180),-100)","v":-100}]
[null,142,{"$f":"IF(Calculator!$F$33=TRUE,C$5*COS($B148*PI()/180),-100)","v":-100},{"$f":"IF(Calculator!$F$33=TRUE,C$5*SIN($B148*PI()/180),-100)","v":-100},{"$f":"IF(Calculator!$F$33=TRUE,E$5*COS($B148*PI()/180),-100)","v":-100},{"$f":"IF(Calculator!$F$33=TRUE,E$5*SIN($B148*PI()/180),-100)","v":-100},-0.7880107536067219,0.6156614753256584,{"$f":"IF(Calculator!$F$33=TRUE,I$5*COS($B148*PI()/180),-100)","v":-100},{"$f":"IF(Calculator!$F$33=TRUE,I$5*SIN($B148*PI()/180),-100)","v":-100},{"$f":"IF(Calculator!$F$33=TRUE,K$5*COS($B148*PI()/180),-100)","v":-100},{"$f":"IF(Calculator!$F$33=TRUE,K$5*SIN($B148*PI()/180),-100)","v":-100}]
[null,143,{"$f":"IF(Calculator!$F$33=TRUE,C$5*COS($B149*PI()/180),-100)","v":-100},{"$f":"IF(Calculator!$F$33=TRUE,C$5*SIN($B149*PI()/180),-100)","v":-100},{"$f":"IF(Calculator!$F$33=TRUE,E$5*COS($B149*PI()/180),-100)","v":-100},{"$f":"IF(Calculator!$F$33=TRUE,E$5*SIN($B149*PI()/180),-100)","v":-100},-0.79863551004729294,0.60181502315204816,{"$f":"IF(Calculator!$F$33=TRUE,I$5*COS($B149*PI()/180),-100)","v":-100},{"$f":"IF(Calculator!$F$33=TRUE,I$5*SIN($B149*PI()/180),-100)","v":-100},{"$f":"IF(Calculator!$F$33=TRUE,K$5*COS($B149*PI()/180),-100)","v":-100},{"$f":"IF(Calculator!$F$33=TRUE,K$5*SIN($B149*PI()/180),-100)","v":-100}]
[null,144,{"$f":"IF(Calculator!$F$33=TRUE,C$5*COS($B150*PI()/180),-100)","v":-100},{"$f":"IF(Calculator!$F$33=TRUE,C$5*SIN($B150*PI()/180),-100)","v":-100},{"$f":"IF(Calculator!$F$33=TRUE,E$5*COS($B150*PI()/180),-100)","v":-100},{"$f":"IF(Calculator!$F$33=TRUE,E$5*SIN($B150*PI()/180),-100)","v":-100},-0.80901699437494734,0.58778525229247325,{"$f":"IF(Calculator!$F$33=TRUE,I$5*COS($B150*PI()/180),-100)","v":-100},{"$f":"IF(Calculator!$F$33=TRUE,I$5*SIN($B150*PI()/180),-100)","v":-100},{"$f":"IF(Calculator!$F$33=TRUE,K$5*COS($B150*PI()/180),-100)","v":-100},{"$f":"IF(Calculator!$F$33=TRUE,K$5*SIN($B150*PI()/180),-100)","v":-100}]
[null,145,{"$f":"IF(Calculator!$F$33=TRUE,C$5*COS($B151*PI()/180),-100)","v":-100},{"$f":"IF(Calculator!$F$33=TRUE,C$5*SIN($B151*PI()/180),-100)","v":-100},{"$f":"IF(Calculator!$F$33=TRUE,E$5*COS($B151*PI()/180),-100)","v":-100},{"$f":"IF(Calculator!$F$33=TRUE,E$5*SIN($B151*PI()/180),-100)","v":-100},-0.81915204428899158,0.57357643635104638,{"$f":"IF(Calculator!$F$33=TRUE,I$5*COS($B151*PI()/180),-100)","v":-100},{"$f":"IF(Calculator!$F$33=TRUE,I$5*SIN($B151*PI()/180),-100)","v":-100},{"$f":"IF(Calculator!$F$33=TRUE,K$5*COS($B151*PI()/180),-100)","v":-100},{"$f":"IF(Calculator!$F$33=TRUE,K$5*SIN($B151*PI()/180),-100)","v":-100}]
[null,146,{"$f":"IF(Calculator!$F$33=TRUE,C$5*COS($B152*PI()/180),-100)","v":-100},{"$f":"IF(Calculator!$F$33=TRUE,C$5*SIN($B152*PI()/180),-100)","v":-100},{"$f":"IF(Calculator!$F$33=TRUE,E$5*COS($B152*PI()/180),-100)","v":-100},{"$f":"IF(Calculator!$F$33=TRUE,E$5*SIN($B152*PI()/180),-100)","v":-100},-0.82903757255504162,0.5591929034707469,{"$f":"IF(Calculator!$F$33=TRUE,I$5*COS($B152*PI()/180),-100)","v":-100},{"$f":"IF(Calculator!$F$33=TRUE,I$5*SIN($B152*PI()/180),-100)","v":-100},{"$f":"IF(Calculator!$F$33=TRUE,K$5*COS($B152*PI()/180),-100)","v":-100},{"$f":"IF(Calculator!$F$33=TRUE,K$5*SIN($B152*PI()/180),-100)","v":-100}]
[null,147,{"$f":"IF(Calculator!$F$33=TRUE,C$5*COS($B153*PI()/180),-100)","v":-100},{"$f":"IF(Calculator!$F$33=TRUE,C$5*SIN($B153*PI()/180),-100)","v":-100},{"$f":"IF(Calculator!$F$33=TRUE,E$5*COS($B153*PI()/180),-100)","v":-100},{"$f":"IF(Calculator!$F$33=TRUE,E$5*SIN($B153*PI()/180),-100)","v":-100},-0.83867056794542416,0.54463903501502697,{"$f":"IF(Calculator!$F$33=TRUE,I$5*COS($B153*PI()/180),-100)","v":-100},{"$f":"IF(Calculator!$F$33=TRUE,I$5*SIN($B153*PI()/180),-100)","v":-100},{"$f":"IF(Calculator!$F$33=TRUE,K$5*COS($B153*PI()/180),-100)","v":-100},{"$f":"IF(Calculator!$F$33=TRUE,K$5*SIN($B153*PI()/180),-100)","v":-100}]
[null,148,{"$f":"IF(Calculator!$F$33=TRUE,C$5*COS($B154*PI()/180),-100)","v":-100},{"$f":"IF(Calculator!$F$33=TRUE,C$5*SIN($B154*PI()/180),-100)","v":-100},{"$f":"IF(Calculator!$F$33=TRUE,E$5*COS($B154*PI()/180),-100)","v":-100},{"$f":"IF(Calculator!$F$33=TRUE,E$5*SIN($B154*PI()/180),-100)","v":-100},-0.84804809615642596,0.5299192642332049,{"$f":"IF(Calculator!$F$33=TRUE,I$5*COS($B154*PI()/180),-100)","v":-100},{"$f":"IF(Calculator!$F$33=TRUE,I$5*SIN($B154*PI()/180),-100)","v":-100},{"$f":"IF(Calculator!$F$33=TRUE,K$5*COS($B154*PI()/180),-100)","v":-100},{"$f":"IF(Calculator!$F$33=TRUE,K$5*SIN($B154*PI()/180),-100)","v":-100}]
[null,149,{"$f":"IF(Calculator!$F$33=TRUE,C$5*COS($B155*PI()/180),-100)","v":-100},{"$f":"IF(Calculator!$F$33=TRUE,C$5*SIN($B155*PI()/180),-100)","v":-100},{"$f":"IF(Calculator!$F$33=TRUE,E$5*COS($B155*PI()/180),-100)","v":-100},{"$f":"IF(Calculator!$F$33=TRUE,E$5*SIN($B155*PI()/180),-100)","v":-100},-0.85716730070211222,0.51503807491005438,{"$f":"IF(Calculator!$F$33=TRUE,I$5*COS($B155*PI()/180),-100)","v":-100},{"$f":"IF(Calculator!$F$33=TRUE,I$5*SIN($B155*PI()/180),-100)","v":-100},{"$f":"IF(Calculator!$F$33=TRUE,K$5*COS($B155*PI()/180),-100)","v":-100},{"$f":"IF(Calculator!$F$33=TRUE,K$5*SIN($B155*PI()/180),-100)","v":-100}]
[null,150,{"$f":"IF(Calculator!$F$33=TRUE,C$5*COS($B156*PI()/180),-100)","v":-100},{"$f":"IF(Calculator!$F$33=TRUE,C$5*SIN($B156*PI()/180),-100)","v":-100},{"$f":"IF(Calculator!$F$33=TRUE,E$5*COS($B156*PI()/180),-100)","v":-100},{"$f":"IF(Calculator!$F$33=TRUE,E$5*SIN($B156*PI()/180),-100)","v":-100},-0.86602540378443871,0.49999999999999994,{"$f":"IF(Calculator!$F$33=TRUE,I$5*COS($B156*PI()/180),-100)","v":-100},{"$f":"IF(Calculator!$F$33=TRUE,I$5*SIN($B156*PI()/180),-100)","v":-100},{"$f":"IF(Calculator!$F$33=TRUE,K$5*COS($B156*PI()/180),-100)","v":-100},{"$f":"IF(Calculator!$F$33=TRUE,K$5*SIN($B156*PI()/180),-100)","v":-100}]
[null,151,{"$f":"IF(Calculator!$F$33=TRUE,C$5*COS($B157*PI()/180),-100)","v":-100},{"$f":"IF(Calculator!$F$33=TRUE,C$5*SIN($B157*PI()/180),-100)","v":-100},{"$f":"IF(Calculator!$F$33=TRUE,E$5*COS($B157*PI()/180),-100)","v":-100},{"$f":"IF(Calculator!$F$33=TRUE,E$5*SIN($B157*PI()/180),-100)","v":-100},-0.87461970713939574,0.48480962024633717,{"$f":"IF(Calculator!$F$33=TRUE,I$5*COS($B157*PI()/180),-100)","v":-100},{"$f":"IF(Calculator!$F$33=TRUE,I$5*SIN($B157*PI()/180),-100)","v":-100},{"$f":"IF(Calculator!$F$33=TRUE,K$5*COS($B157*PI()/180),-100)","v":-100},{"$f":"IF(Calculator!$F$33=TRUE,K$5*SIN($B157*PI()/180),-100)","v":-100}]
[null,152,{"$f":"IF(Calculator!$F$33=TRUE,C$5*COS($B158*PI()/180),-100)","v":-100},{"$f":"IF(Calculator!$F$33=TRUE,C$5*SIN($B158*PI()/180),-100)","v":-100},{"$f":"IF(Calculator!$F$33=TRUE,E$5*COS($B158*PI()/180),-100)","v":-100},{"$f":"IF(Calculator!$F$33=TRUE,E$5*SIN($B158*PI()/180),-100)","v":-100},-0.88294759285892677,0.46947156278589108,{"$f":"IF(Calculator!$F$33=TRUE,I$5*COS($B158*PI()/180),-100)","v":-100},{"$f":"IF(Calculator!$F$33=TRUE,I$5*SIN($B158*PI()/180),-100)","v":-100},{"$f":"IF(Calculator!$F$33=TRUE,K$5*COS($B158*PI()/180),-100)","v":-100},{"$f":"IF(Calculator!$F$33=TRUE,K$5*SIN($B158*PI()/180),-100)","v":-100}]
[null,153,{"$f":"IF(Calculator!$F$33=TRUE,C$5*COS($B159*PI()/180),-100)","v":-100},{"$f":"IF(Calculator!$F$33=TRUE,C$5*SIN($B159*PI()/180),-100)","v":-100},{"$f":"IF(Calculator!$F$33=TRUE,E$5*COS($B159*PI()/180),-100)","v":-100},{"$f":"IF(Calculator!$F$33=TRUE,E$5*SIN($B159*PI()/180),-100)","v":-100},-0.89100652418836779,0.45399049973954686,{"$f":"IF(Calculator!$F$33=TRUE,I$5*COS($B159*PI()/180),-100)","v":-100},{"$f":"IF(Calculator!$F$33=TRUE,I$5*SIN($B159*PI()/180),-100)","v":-100},{"$f":"IF(Calculator!$F$33=TRUE,K$5*COS($B159*PI()/180),-100)","v":-100},{"$f":"IF(Calculator!$F$33=TRUE,K$5*SIN($B159*PI()/180),-100)","v":-100}]
[null,154,{"$f":"IF(Calculator!$F$33=TRUE,C$5*COS($B160*PI()/180),-100)","v":-100},{"$f":"IF(Calculator!$F$33=TRUE,C$5*SIN($B160*PI()/180),-100)","v":-100},{"$f":"IF(Calculator!$F$33=TRUE,E$5*COS($B160*PI()/180),-100)","v":-100},{"$f":"IF(Calculator!$F$33=TRUE,E$5*SIN($B160*PI()/180),-100)","v":-100},-0.89879404629916704,0.43837114678907729,{"$f":"IF(Calculator!$F$33=TRUE,I$5*COS($B160*PI()/180),-100)","v":-100},{"$f":"IF(Calculator!$F$33=TRUE,I$5*SIN($B160*PI()/180),-100)","v":-100},{"$f":"IF(Calculator!$F$33=TRUE,K$5*COS($B160*PI()/180),-100)","v":-100},{"$f":"IF(Calculator!$F$33=TRUE,K$5*SIN($B160*PI()/180),-100)","v":-100}]
[null,155,{"$f":"IF(Calculator!$F$33=TRUE,C$5*COS($B161*PI()/180),-100)","v":-100},{"$f":"IF(Calculator!$F$33=TRUE,C$5*SIN($B161*PI()/180),-100)","v":-100},{"$f":"IF(Calculator!$F$33=TRUE,E$5*COS($B161*PI()/180),-100)","v":-100},{"$f":"IF(Calculator!$F$33=TRUE,E$5*SIN($B161*PI()/180),-100)","v":-100},-0.90630778703664994,0.4226182617406995,{"$f":"IF(Calculator!$F$33=TRUE,I$5*COS($B161*PI()/180),-100)","v":-100},{"$f":"IF(Calculator!$F$33=TRUE,I$5*SIN($B161*PI()/180),-100)","v":-100},{"$f":"IF(Calculator!$F$33=TRUE,K$5*COS($B161*PI()/180),-100)","v":-100},{"$f":"IF(Calculator!$F$33=TRUE,K$5*SIN($B161*PI()/180),-100)","v":-100}]
[null,156,{"$f":"IF(Calculator!$F$33=TRUE,C$5*COS($B162*PI()/180),-100)","v":-100},{"$f":"IF(Calculator!$F$33=TRUE,C$5*SIN($B162*PI()/180),-100)","v":-100},{"$f":"IF(Calculator!$F$33=TRUE,E$5*COS($B162*PI()/180),-100)","v":-100},{"$f":"IF(Calculator!$F$33=TRUE,E$5*SIN($B162*PI()/180),-100)","v":-100},-0.91354545764260076,0.40673664307580043,{"$f":"IF(Calculator!$F$33=TRUE,I$5*COS($B162*PI()/180),-100)","v":-100},{"$f":"IF(Calculator!$F$33=TRUE,I$5*SIN($B162*PI()/180),-100)","v":-100},{"$f":"IF(Calculator!$F$33=TRUE,K$5*COS($B162*PI()/180),-100)","v":-100},{"$f":"IF(Calculator!$F$33=TRUE,K$5*SIN($B162*PI()/180),-100)","v":-100}]
[null,157,{"$f":"IF(Calculator!$F$33=TRUE,C$5*COS($B163*PI()/180),-100)","v":-100},{"$f":"IF(Calculator!$F$33=TRUE,C$5*SIN($B163*PI()/180),-100)","v":-100},{"$f":"IF(Calculator!$F$33=TRUE,E$5*COS($B163*PI()/180),-100)","v":-100},{"$f":"IF(Calculator!$F$33=TRUE,E$5*SIN($B163*PI()/180),-100)","v":-100},-0.92050485345244015,0.39073112848927416,{"$f":"IF(Calculator!$F$33=TRUE,I$5*COS($B163*PI()/180),-100)","v":-100},{"$f":"IF(Calculator!$F$33=TRUE,I$5*SIN($B163*PI()/180),-100)","v":-100},{"$f":"IF(Calculator!$F$33=TRUE,K$5*COS($B163*PI()/180),-100)","v":-100},{"$f":"IF(Calculator!$F$33=TRUE,K$5*SIN($B163*PI()/180),-100)","v":-100}]
[null,158,{"$f":"IF(Calculator!$F$33=TRUE,C$5*COS($B164*PI()/180),-100)","v":-100},{"$f":"IF(Calculator!$F$33=TRUE,C$5*SIN($B164*PI()/180),-100)","v":-100},{"$f":"IF(Calculator!$F$33=TRUE,E$5*COS($B164*PI()/180),-100)","v":-100},{"$f":"IF(Calculator!$F$33=TRUE,E$5*SIN($B164*PI()/180),-100)","v":-100},-0.92718385456678731,0.37460659341591224,{"$f":"IF(Calculator!$F$33=TRUE,I$5*COS($B164*PI()/180),-100)","v":-100},{"$f":"IF(Calculator!$F$33=TRUE,I$5*SIN($B164*PI()/180),-100)","v":-100},{"$f":"IF(Calculator!$F$33=TRUE,K$5*COS($B164*PI()/180),-100)","v":-100},{"$f":"IF(Calculator!$F$33=TRUE,K$5*SIN($B164*PI()/180),-100)","v":-100}]
[null,159,{"$f":"IF(Calculator!$F$33=TRUE,C$5*COS($B165*PI()/180),-100)","v":-100},{"$f":"IF(Calculator!$F$33=TRUE,C$5*SIN($B165*PI()/180),-100)","v":-100},{"$f":"IF(Calculator!$F$33=TRUE,E$5*COS($B165*PI()/180),-100)","v":-100},{"$f":"IF(Calculator!$F$33=TRUE,E$5*SIN($B165*PI()/180),-100)","v":-100},-0.93358042649720174,0.35836794954530021,{"$f":"IF(Calculator!$F$33=TRUE,I$5*COS($B165*PI()/180),-100)","v":-100},{"$f":"IF(Calculator!$F$33=TRUE,I$5*SIN($B165*PI()/180),-100)","v":-100},{"$f":"IF(Calculator!$F$33=TRUE,K$5*COS($B165*PI()/180),-100)","v":-100},{"$f":"IF(Calculator!$F$33=TRUE,K$5*SIN($B165*PI()/180),-100)","v":-100}]
[null,160,{"$f":"IF(Calculator!$F$33=TRUE,C$5*COS($B166*PI()/180),-100)","v":-100},{"$f":"IF(Calculator!$F$33=TRUE,C$5*SIN($B166*PI()/180),-100)","v":-100},{"$f":"IF(Calculator!$F$33=TRUE,E$5*COS($B166*PI()/180),-100)","v":-100},{"$f":"IF(Calculator!$F$33=TRUE,E$5*SIN($B166*PI()/180),-100)","v":-100},-0.93969262078590832,0.34202014332566888,{"$f":"IF(Calculator!$F$33=TRUE,I$5*COS($B166*PI()/180),-100)","v":-100},{"$f":"IF(Calculator!$F$33=TRUE,I$5*SIN($B166*PI()/180),-100)","v":-100},{"$f":"IF(Calculator!$F$33=TRUE,K$5*COS($B166*PI()/180),-100)","v":-100},{"$f":"IF(Calculator!$F$33=TRUE,K$5*SIN($B166*PI()/180),-100)","v":-100}]
[null,161,{"$f":"IF(Calculator!$F$33=TRUE,C$5*COS($B167*PI()/180),-100)","v":-100},{"$f":"IF(Calculator!$F$33=TRUE,C$5*SIN($B167*PI()/180),-100)","v":-100},{"$f":"IF(Calculator!$F$33=TRUE,E$5*COS($B167*PI()/180),-100)","v":-100},{"$f":"IF(Calculator!$F$33=TRUE,E$5*SIN($B167*PI()/180),-100)","v":-100},-0.94551857559931674,0.32556815445715703,{"$f":"IF(Calculator!$F$33=TRUE,I$5*COS($B167*PI()/180),-100)","v":-100},{"$f":"IF(Calculator!$F$33=TRUE,I$5*SIN($B167*PI()/180),-100)","v":-100},{"$f":"IF(Calculator!$F$33=TRUE,K$5*COS($B167*PI()/180),-100)","v":-100},{"$f":"IF(Calculator!$F$33=TRUE,K$5*SIN($B167*PI()/180),-100)","v":-100}]
[null,162,{"$f":"IF(Calculator!$F$33=TRUE,C$5*COS($B168*PI()/180),-100)","v":-100},{"$f":"IF(Calculator!$F$33=TRUE,C$5*SIN($B168*PI()/180),-100)","v":-100},{"$f":"IF(Calculator!$F$33=TRUE,E$5*COS($B168*PI()/180),-100)","v":-100},{"$f":"IF(Calculator!$F$33=TRUE,E$5*SIN($B168*PI()/180),-100)","v":-100},-0.95105651629515353,0.30901699437494751,{"$f":"IF(Calculator!$F$33=TRUE,I$5*COS($B168*PI()/180),-100)","v":-100},{"$f":"IF(Calculator!$F$33=TRUE,I$5*SIN($B168*PI()/180),-100)","v":-100},{"$f":"IF(Calculator!$F$33=TRUE,K$5*COS($B168*PI()/180),-100)","v":-100},{"$f":"IF(Calculator!$F$33=TRUE,K$5*SIN($B168*PI()/180),-100)","v":-100}]
[null,163,{"$f":"IF(Calculator!$F$33=TRUE,C$5*COS($B169*PI()/180),-100)","v":-100},{"$f":"IF(Calculator!$F$33=TRUE,C$5*SIN($B169*PI()/180),-100)","v":-100},{"$f":"IF(Calculator!$F$33=TRUE,E$5*COS($B169*PI()/180),-100)","v":-100},{"$f":"IF(Calculator!$F$33=TRUE,E$5*SIN($B169*PI()/180),-100)","v":-100},-0.95630475596303544,0.29237170472273705,{"$f":"IF(Calculator!$F$33=TRUE,I$5*COS($B169*PI()/180),-100)","v":-100},{"$f":"IF(Calculator!$F$33=TRUE,I$5*SIN($B169*PI()/180),-100)","v":-100},{"$f":"IF(Calculator!$F$33=TRUE,K$5*COS($B169*PI()/180),-100)","v":-100},{"$f":"IF(Calculator!$F$33=TRUE,K$5*SIN($B169*PI()/180),-100)","v":-100}]
[null,164,{"$f":"IF(Calculator!$F$33=TRUE,C$5*COS($B170*PI()/180),-100)","v":-100},{"$f":"IF(Calculator!$F$33=TRUE,C$5*SIN($B170*PI()/180),-100)","v":-100},{"$f":"IF(Calculator!$F$33=TRUE,E$5*COS($B170*PI()/180),-100)","v":-100},{"$f":"IF(Calculator!$F$33=TRUE,E$5*SIN($B170*PI()/180),-100)","v":-100},-0.96126169593831867,0.27563735581699966,{"$f":"IF(Calculator!$F$33=TRUE,I$5*COS($B170*PI()/180),-100)","v":-100},{"$f":"IF(Calculator!$F$33=TRUE,I$5*SIN($B170*PI()/180),-100)","v":-100},{"$f":"IF(Calculator!$F$33=TRUE,K$5*COS($B170*PI()/180),-100)","v":-100},{"$f":"IF(Calculator!$F$33=TRUE,K$5*SIN($B170*PI()/180),-100)","v":-100}]
[null,165,{"$f":"IF(Calculator!$F$33=TRUE,C$5*COS($B171*PI()/180),-100)","v":-100},{"$f":"IF(Calculator!$F$33=TRUE,C$5*SIN($B171*PI()/180),-100)","v":-100},{"$f":"IF(Calculator!$F$33=TRUE,E$5*COS($B171*PI()/180),-100)","v":-100},{"$f":"IF(Calculator!$F$33=TRUE,E$5*SIN($B171*PI()/180),-100)","v":-100},-0.9659258262890682,0.25881904510252102,{"$f":"IF(Calculator!$F$33=TRUE,I$5*COS($B171*PI()/180),-100)","v":-100},{"$f":"IF(Calculator!$F$33=TRUE,I$5*SIN($B171*PI()/180),-100)","v":-100},{"$f":"IF(Calculator!$F$33=TRUE,K$5*COS($B171*PI()/180),-100)","v":-100},{"$f":"IF(Calculator!$F$33=TRUE,K$5*SIN($B171*PI()/180),-100)","v":-100}]
[null,166,{"$f":"IF(Calculator!$F$33=TRUE,C$5*COS($B172*PI()/180),-100)","v":-100},{"$f":"IF(Calculator!$F$33=TRUE,C$5*SIN($B172*PI()/180),-100)","v":-100},{"$f":"IF(Calculator!$F$33=TRUE,E$5*COS($B172*PI()/180),-100)","v":-100},{"$f":"IF(Calculator!$F$33=TRUE,E$5*SIN($B172*PI()/180),-100)","v":-100},-0.97029572627599647,0.24192189559966773,{"$f":"IF(Calculator!$F$33=TRUE,I$5*COS($B172*PI()/180),-100)","v":-100},{"$f":"IF(Calculator!$F$33=TRUE,I$5*SIN($B172*PI()/180),-100)","v":-100},{"$f":"IF(Calculator!$F$33=TRUE,K$5*COS($B172*PI()/180),-100)","v":-100},{"$f":"IF(Calculator!$F$33=TRUE,K$5*SIN($B172*PI()/180),-100)","v":-100}]
[null,167,{"$f":"IF(Calculator!$F$33=TRUE,C$5*COS($B173*PI()/180),-100)","v":-100},{"$f":"IF(Calculator!$F$33=TRUE,C$5*SIN($B173*PI()/180),-100)","v":-100},{"$f":"IF(Calculator!$F$33=TRUE,E$5*COS($B173*PI()/180),-100)","v":-100},{"$f":"IF(Calculator!$F$33=TRUE,E$5*SIN($B173*PI()/180),-100)","v":-100},-0.97437006478523525,0.22495105434386478,{"$f":"IF(Calculator!$F$33=TRUE,I$5*COS($B173*PI()/180),-100)","v":-100},{"$f":"IF(Calculator!$F$33=TRUE,I$5*SIN($B173*PI()/180),-100)","v":-100},{"$f":"IF(Calculator!$F$33=TRUE,K$5*COS($B173*PI()/180),-100)","v":-100},{"$f":"IF(Calculator!$F$33=TRUE,K$5*SIN($B173*PI()/180),-100)","v":-100}]
[null,168,{"$f":"IF(Calculator!$F$33=TRUE,C$5*COS($B174*PI()/180),-100)","v":-100},{"$f":"IF(Calculator!$F$33=TRUE,C$5*SIN($B174*PI()/180),-100)","v":-100},{"$f":"IF(Calculator!$F$33=TRUE,E$5*COS($B174*PI()/180),-100)","v":-100},{"$f":"IF(Calculator!$F$33=TRUE,E$5*SIN($B174*PI()/180),-100)","v":-100},-0.97814760073380569,0.20791169081775931,{"$f":"IF(Calculator!$F$33=TRUE,I$5*COS($B174*PI()/180),-100)","v":-100},{"$f":"IF(Calculator!$F$33=TRUE,I$5*SIN($B174*PI()/180),-100)","v":-100},{"$f":"IF(Calculator!$F$33=TRUE,K$5*COS($B174*PI()/180),-100)","v":-100},{"$f":"IF(Calculator!$F$33=TRUE,K$5*SIN($B174*PI()/180),-100)","v":-100}]
[null,169,{"$f":"IF(Calculator!$F$33=TRUE,C$5*COS($B175*PI()/180),-100)","v":-100},{"$f":"IF(Calculator!$F$33=TRUE,C$5*SIN($B175*PI()/180),-100)","v":-100},{"$f":"IF(Calculator!$F$33=TRUE,E$5*COS($B175*PI()/180),-100)","v":-100},{"$f":"IF(Calculator!$F$33=TRUE,E$5*SIN($B175*PI()/180),-100)","v":-100},-0.98162718344766398,0.19080899537654497,{"$f":"IF(Calculator!$F$33=TRUE,I$5*COS($B175*PI()/180),-100)","v":-100},{"$f":"IF(Calculator!$F$33=TRUE,I$5*SIN($B175*PI()/180),-100)","v":-100},{"$f":"IF(Calculator!$F$33=TRUE,K$5*COS($B175*PI()/180),-100)","v":-100},{"$f":"IF(Calculator!$F$33=TRUE,K$5*SIN($B175*PI()/180),-100)","v":-100}]
[null,170,{"$f":"IF(Calculator!$F$33=TRUE,C$5*COS($B176*PI()/180),-100)","v":-100},{"$f":"IF(Calculator!$F$33=TRUE,C$5*SIN($B176*PI()/180),-100)","v":-100},{"$f":"IF(Calculator!$F$33=TRUE,E$5*COS($B176*PI()/180),-100)","v":-100},{"$f":"IF(Calculator!$F$33=TRUE,E$5*SIN($B176*PI()/180),-100)","v":-100},-0.98480775301220802,0.17364817766693028,{"$f":"IF(Calculator!$F$33=TRUE,I$5*COS($B176*PI()/180),-100)","v":-100},{"$f":"IF(Calculator!$F$33=TRUE,I$5*SIN($B176*PI()/180),-100)","v":-100},{"$f":"IF(Calculator!$F$33=TRUE,K$5*COS($B176*PI()/180),-100)","v":-100},{"$f":"IF(Calculator!$F$33=TRUE,K$5*SIN($B176*PI()/180),-100)","v":-100}]
[null,171,{"$f":"IF(Calculator!$F$33=TRUE,C$5*COS($B177*PI()/180),-100)","v":-100},{"$f":"IF(Calculator!$F$33=TRUE,C$5*SIN($B177*PI()/180),-100)","v":-100},{"$f":"IF(Calculator!$F$33=TRUE,E$5*COS($B177*PI()/180),-100)","v":-100},{"$f":"IF(Calculator!$F$33=TRUE,E$5*SIN($B177*PI()/180),-100)","v":-100},-0.98768834059513766,0.15643446504023098,{"$f":"IF(Calculator!$F$33=TRUE,I$5*COS($B177*PI()/180),-100)","v":-100},{"$f":"IF(Calculator!$F$33=TRUE,I$5*SIN($B177*PI()/180),-100)","v":-100},{"$f":"IF(Calculator!$F$33=TRUE,K$5*COS($B177*PI()/180),-100)","v":-100},{"$f":"IF(Calculator!$F$33=TRUE,K$5*SIN($B177*PI()/180),-100)","v":-100}]
[null,172,{"$f":"IF(Calculator!$F$33=TRUE,C$5*COS($B178*PI()/180),-100)","v":-100},{"$f":"IF(Calculator!$F$33=TRUE,C$5*SIN($B178*PI()/180),-100)","v":-100},{"$f":"IF(Calculator!$F$33=TRUE,E$5*COS($B178*PI()/180),-100)","v":-100},{"$f":"IF(Calculator!$F$33=TRUE,E$5*SIN($B178*PI()/180),-100)","v":-100},-0.99026806874157025,0.13917310096006574,{"$f":"IF(Calculator!$F$33=TRUE,I$5*COS($B178*PI()/180),-100)","v":-100},{"$f":"IF(Calculator!$F$33=TRUE,I$5*SIN($B178*PI()/180),-100)","v":-100},{"$f":"IF(Calculator!$F$33=TRUE,K$5*COS($B178*PI()/180),-100)","v":-100},{"$f":"IF(Calculator!$F$33=TRUE,K$5*SIN($B178*PI()/180),-100)","v":-100}]
[null,173,{"$f":"IF(Calculator!$F$33=TRUE,C$5*COS($B179*PI()/180),-100)","v":-100},{"$f":"IF(Calculator!$F$33=TRUE,C$5*SIN($B179*PI()/180),-100)","v":-100},{"$f":"IF(Calculator!$F$33=TRUE,E$5*COS($B179*PI()/180),-100)","v":-100},{"$f":"IF(Calculator!$F$33=TRUE,E$5*SIN($B179*PI()/180),-100)","v":-100},-0.99254615164132198,0.12186934340514755,{"$f":"IF(Calculator!$F$33=TRUE,I$5*COS($B179*PI()/180),-100)","v":-100},{"$f":"IF(Calculator!$F$33=TRUE,I$5*SIN($B179*PI()/180),-100)","v":-100},{"$f":"IF(Calculator!$F$33=TRUE,K$5*COS($B179*PI()/180),-100)","v":-100},{"$f":"IF(Calculator!$F$33=TRUE,K$5*SIN($B179*PI()/180),-100)","v":-100}]
[null,174,{"$f":"IF(Calculator!$F$33=TRUE,C$5*COS($B180*PI()/180),-100)","v":-100},{"$f":"IF(Calculator!$F$33=TRUE,C$5*SIN($B180*PI()/180),-100)","v":-100},{"$f":"IF(Calculator!$F$33=TRUE,E$5*COS($B180*PI()/180),-100)","v":-100},{"$f":"IF(Calculator!$F$33=TRUE,E$5*SIN($B180*PI()/180),-100)","v":-100},-0.99452189536827329,0.10452846326765373,{"$f":"IF(Calculator!$F$33=TRUE,I$5*COS($B180*PI()/180),-100)","v":-100},{"$f":"IF(Calculator!$F$33=TRUE,I$5*SIN($B180*PI()/180),-100)","v":-100},{"$f":"IF(Calculator!$F$33=TRUE,K$5*COS($B180*PI()/180),-100)","v":-100},{"$f":"IF(Calculator!$F$33=TRUE,K$5*SIN($B180*PI()/180),-100)","v":-100}]
[null,175,{"$f":"IF(Calculator!$F$33=TRUE,C$5*COS($B181*PI()/180),-100)","v":-100},{"$f":"IF(Calculator!$F$33=TRUE,C$5*SIN($B181*PI()/180),-100)","v":-100},{"$f":"IF(Calculator!$F$33=TRUE,E$5*COS($B181*PI()/180),-100)","v":-100},{"$f":"IF(Calculator!$F$33=TRUE,E$5*SIN($B181*PI()/180),-100)","v":-100},-0.99619469809174555,8.7155742747658638E-2,{"$f":"IF(Calculator!$F$33=TRUE,I$5*COS($B181*PI()/180),-100)","v":-100},{"$f":"IF(Calculator!$F$33=TRUE,I$5*SIN($B181*PI()/180),-100)","v":-100},{"$f":"IF(Calculator!$F$33=TRUE,K$5*COS($B181*PI()/180),-100)","v":-100},{"$f":"IF(Calculator!$F$33=TRUE,K$5*SIN($B181*PI()/180),-100)","v":-100}]
[null,176,{"$f":"IF(Calculator!$F$33=TRUE,C$5*COS($B182*PI()/180),-100)","v":-100},{"$f":"IF(Calculator!$F$33=TRUE,C$5*SIN($B182*PI()/180),-100)","v":-100},{"$f":"IF(Calculator!$F$33=TRUE,E$5*COS($B182*PI()/180),-100)","v":-100},{"$f":"IF(Calculator!$F$33=TRUE,E$5*SIN($B182*PI()/180),-100)","v":-100},-0.9975640502598242,6.9756473744125524E-2,{"$f":"IF(Calculator!$F$33=TRUE,I$5*COS($B182*PI()/180),-100)","v":-100},{"$f":"IF(Calculator!$F$33=TRUE,I$5*SIN($B182*PI()/180),-100)","v":-100},{"$f":"IF(Calculator!$F$33=TRUE,K$5*COS($B182*PI()/180),-100)","v":-100},{"$f":"IF(Calculator!$F$33=TRUE,K$5*SIN($B182*PI()/180),-100)","v":-100}]
[null,177,{"$f":"IF(Calculator!$F$33=TRUE,C$5*COS($B183*PI()/180),-100)","v":-100},{"$f":"IF(Calculator!$F$33=TRUE,C$5*SIN($B183*PI()/180),-100)","v":-100},{"$f":"IF(Calculator!$F$33=TRUE,E$5*COS($B183*PI()/180),-100)","v":-100},{"$f":"IF(Calculator!$F$33=TRUE,E$5*SIN($B183*PI()/180),-100)","v":-100},-0.99862953475457383,5.2335956242943807E-2,{"$f":"IF(Calculator!$F$33=TRUE,I$5*COS($B183*PI()/180),-100)","v":-100},{"$f":"IF(Calculator!$F$33=TRUE,I$5*SIN($B183*PI()/180),-100)","v":-100},{"$f":"IF(Calculator!$F$33=TRUE,K$5*COS($B183*PI()/180),-100)","v":-100},{"$f":"IF(Calculator!$F$33=TRUE,K$5*SIN($B183*PI()/180),-100)","v":-100}]
[null,178,{"$f":"IF(Calculator!$F$33=TRUE,C$5*COS($B184*PI()/180),-100)","v":-100},{"$f":"IF(Calculator!$F$33=TRUE,C$5*SIN($B184*PI()/180),-100)","v":-100},{"$f":"IF(Calculator!$F$33=TRUE,E$5*COS($B184*PI()/180),-100)","v":-100},{"$f":"IF(Calculator!$F$33=TRUE,E$5*SIN($B184*PI()/180),-100)","v":-100},-0.99939082701909576,3.4899496702500699E-2,{"$f":"IF(Calculator!$F$33=TRUE,I$5*COS($B184*PI()/180),-100)","v":-100},{"$f":"IF(Calculator!$F$33=TRUE,I$5*SIN($B184*PI()/180),-100)","v":-100},{"$f":"IF(Calculator!$F$33=TRUE,K$5*COS($B184*PI()/180),-100)","v":-100},{"$f":"IF(Calculator!$F$33=TRUE,K$5*SIN($B184*PI()/180),-100)","v":-100}]
[null,179,{"$f":"IF(Calculator!$F$33=TRUE,C$5*COS($B185*PI()/180),-100)","v":-100},{"$f":"IF(Calculator!$F$33=TRUE,C$5*SIN($B185*PI()/180),-100)","v":-100},{"$f":"IF(Calculator!$F$33=TRUE,E$5*COS($B185*PI()/180),-100)","v":-100},{"$f":"IF(Calculator!$F$33=TRUE,E$5*SIN($B185*PI()/180),-100)","v":-100},-0.99984769515639127,1.7452406437283439E-2,{"$f":"IF(Calculator!$F$33=TRUE,I$5*COS($B185*PI()/180),-100)","v":-100},{"$f":"IF(Calculator!$F$33=TRUE,I$5*SIN($B185*PI()/180),-100)","v":-100},{"$f":"IF(Calculator!$F$33=TRUE,K$5*COS($B185*PI()/180),-100)","v":-100},{"$f":"IF(Calculator!$F$33=TRUE,K$5*SIN($B185*PI()/180),-100)","v":-100}]
[null,180,{"$f":"IF(Calculator!$F$33=TRUE,C$5*COS($B186*PI()/180),-100)","v":-100},{"$f":"IF(Calculator!$F$33=TRUE,C$5*SIN($B186*PI()/180),-100)","v":-100},{"$f":"IF(Calculator!$F$33=TRUE,E$5*COS($B186*PI()/180),-100)","v":-100},{"$f":"IF(Calculator!$F$33=TRUE,E$5*SIN($B186*PI()/180),-100)","v":-100},-1,1.22514845490862E-16,{"$f":"IF(Calculator!$F$33=TRUE,I$5*COS($B186*PI()/180),-100)","v":-100},{"$f":"IF(Calculator!$F$33=TRUE,I$5*SIN($B186*PI()/180),-100)","v":-100},{"$f":"IF(Calculator!$F$33=TRUE,K$5*COS($B186*PI()/180),-100)","v":-100},{"$f":"IF(Calculator!$F$33=TRUE,K$5*SIN($B186*PI()/180),-100)","v":-100}]
[null,181,{"$f":"IF(Calculator!$F$33=TRUE,C$5*COS($B187*PI()/180),-100)","v":-100},{"$f":"IF(Calculator!$F$33=TRUE,C$5*SIN($B187*PI()/180),-100)","v":-100},{"$f":"IF(Calculator!$F$33=TRUE,E$5*COS($B187*PI()/180),-100)","v":-100},{"$f":"IF(Calculator!$F$33=TRUE,E$5*SIN($B187*PI()/180),-100)","v":-100},-0.99984769515639127,-1.7452406437283192E-2,{"$f":"IF(Calculator!$F$33=TRUE,I$5*COS($B187*PI()/180),-100)","v":-100},{"$f":"IF(Calculator!$F$33=TRUE,I$5*SIN($B187*PI()/180),-100)","v":-100},{"$f":"IF(Calculator!$F$33=TRUE,K$5*COS($B187*PI()/180),-100)","v":-100},{"$f":"IF(Calculator!$F$33=TRUE,K$5*SIN($B187*PI()/180),-100)","v":-100}]
[null,182,{"$f":"IF(Calculator!$F$33=TRUE,C$5*COS($B188*PI()/180),-100)","v":-100},{"$f":"IF(Calculator!$F$33=TRUE,C$5*SIN($B188*PI()/180),-100)","v":-100},{"$f":"IF(Calculator!$F$33=TRUE,E$5*COS($B188*PI()/180),-100)","v":-100},{"$f":"IF(Calculator!$F$33=TRUE,E$5*SIN($B188*PI()/180),-100)","v":-100},-0.99939082701909576,-3.48994967025009E-2,{"$f":"IF(Calculator!$F$33=TRUE,I$5*COS($B188*PI()/180),-100)","v":-100},{"$f":"IF(Calculator!$F$33=TRUE,I$5*SIN($B188*PI()/180),-100)","v":-100},{"$f":"IF(Calculator!$F$33=TRUE,K$5*COS($B188*PI()/180),-100)","v":-100},{"$f":"IF(Calculator!$F$33=TRUE,K$5*SIN($B188*PI()/180),-100)","v":-100}]
[null,183,{"$f":"IF(Calculator!$F$33=TRUE,C$5*COS($B189*PI()/180),-100)","v":-100},{"$f":"IF(Calculator!$F$33=TRUE,C$5*SIN($B189*PI()/180),-100)","v":-100},{"$f":"IF(Calculator!$F$33=TRUE,E$5*COS($B189*PI()/180),-100)","v":-100},{"$f":"IF(Calculator!$F$33=TRUE,E$5*SIN($B189*PI()/180),-100)","v":-100},-0.99862953475457383,-5.2335956242943557E-2,{"$f":"IF(Calculator!$F$33=TRUE,I$5*COS($B189*PI()/180),-100)","v":-100},{"$f":"IF(Calculator!$F$33=TRUE,I$5*SIN($B189*PI()/180),-100)","v":-100},{"$f":"IF(Calculator!$F$33=TRUE,K$5*COS($B189*PI()/180),-100)","v":-100},{"$f":"IF(Calculator!$F$33=TRUE,K$5*SIN($B189*PI()/180),-100)","v":-100}]
[null,184,{"$f":"IF(Calculator!$F$33=TRUE,C$5*COS($B190*PI()/180),-100)","v":-100},{"$f":"IF(Calculator!$F$33=TRUE,C$5*SIN($B190*PI()/180),-100)","v":-100},{"$f":"IF(Calculator!$F$33=TRUE,E$5*COS($B190*PI()/180),-100)","v":-100},{"$f":"IF(Calculator!$F$33=TRUE,E$5*SIN($B190*PI()/180),-100)","v":-100},-0.99756405025982431,-6.9756473744124831E-2,{"$f":"IF(Calculator!$F$33=TRUE,I$5*COS($B190*PI()/180),-100)","v":-100},{"$f":"IF(Calculator!$F$33=TRUE,I$5*SIN($B190*PI()/180),-100)","v":-100},{"$f":"IF(Calculator!$F$33=TRUE,K$5*COS($B190*PI()/180),-100)","v":-100},{"$f":"IF(Calculator!$F$33=TRUE,K$5*SIN($B190*PI()/180),-100)","v":-100}]
[null,185,{"$f":"IF(Calculator!$F$33=TRUE,C$5*COS($B191*PI()/180),-100)","v":-100},{"$f":"IF(Calculator!$F$33=TRUE,C$5*SIN($B191*PI()/180),-100)","v":-100},{"$f":"IF(Calculator!$F$33=TRUE,E$5*COS($B191*PI()/180),-100)","v":-100},{"$f":"IF(Calculator!$F$33=TRUE,E$5*SIN($B191*PI()/180),-100)","v":-100},-0.99619469809174555,-8.7155742747657944E-2,{"$f":"IF(Calculator!$F$33=TRUE,I$5*COS($B191*PI()/180),-100)","v":-100},{"$f":"IF(Calculator!$F$33=TRUE,I$5*SIN($B191*PI()/180),-100)","v":-100},{"$f":"IF(Calculator!$F$33=TRUE,K$5*COS($B191*PI()/180),-100)","v":-100},{"$f":"IF(Calculator!$F$33=TRUE,K$5*SIN($B191*PI()/180),-100)","v":-100}]
[null,186,{"$f":"IF(Calculator!$F$33=TRUE,C$5*COS($B192*PI()/180),-100)","v":-100},{"$f":"IF(Calculator!$F$33=TRUE,C$5*SIN($B192*PI()/180),-100)","v":-100},{"$f":"IF(Calculator!$F$33=TRUE,E$5*COS($B192*PI()/180),-100)","v":-100},{"$f":"IF(Calculator!$F$33=TRUE,E$5*SIN($B192*PI()/180),-100)","v":-100},-0.9945218953682734,-0.10452846326765305,{"$f":"IF(Calculator!$F$33=TRUE,I$5*COS($B192*PI()/180),-100)","v":-100},{"$f":"IF(Calculator!$F$33=TRUE,I$5*SIN($B192*PI()/180),-100)","v":-100},{"$f":"IF(Calculator!$F$33=TRUE,K$5*COS($B192*PI()/180),-100)","v":-100},{"$f":"IF(Calculator!$F$33=TRUE,K$5*SIN($B192*PI()/180),-100)","v":-100}]
[null,187,{"$f":"IF(Calculator!$F$33=TRUE,C$5*COS($B193*PI()/180),-100)","v":-100},{"$f":"IF(Calculator!$F$33=TRUE,C$5*SIN($B193*PI()/180),-100)","v":-100},{"$f":"IF(Calculator!$F$33=TRUE,E$5*COS($B193*PI()/180),-100)","v":-100},{"$f":"IF(Calculator!$F$33=TRUE,E$5*SIN($B193*PI()/180),-100)","v":-100},-0.99254615164132198,-0.12186934340514774,{"$f":"IF(Calculator!$F$33=TRUE,I$5*COS($B193*PI()/180),-100)","v":-100},{"$f":"IF(Calculator!$F$33=TRUE,I$5*SIN($B193*PI()/180),-100)","v":-100},{"$f":"IF(Calculator!$F$33=TRUE,K$5*COS($B193*PI()/180),-100)","v":-100},{"$f":"IF(Calculator!$F$33=TRUE,K$5*SIN($B193*PI()/180),-100)","v":-100}]
[null,188,{"$f":"IF(Calculator!$F$33=TRUE,C$5*COS($B194*PI()/180),-100)","v":-100},{"$f":"IF(Calculator!$F$33=TRUE,C$5*SIN($B194*PI()/180),-100)","v":-100},{"$f":"IF(Calculator!$F$33=TRUE,E$5*COS($B194*PI()/180),-100)","v":-100},{"$f":"IF(Calculator!$F$33=TRUE,E$5*SIN($B194*PI()/180),-100)","v":-100},-0.99026806874157025,-0.13917310096006552,{"$f":"IF(Calculator!$F$33=TRUE,I$5*COS($B194*PI()/180),-100)","v":-100},{"$f":"IF(Calculator!$F$33=TRUE,I$5*SIN($B194*PI()/180),-100)","v":-100},{"$f":"IF(Calculator!$F$33=TRUE,K$5*COS($B194*PI()/180),-100)","v":-100},{"$f":"IF(Calculator!$F$33=TRUE,K$5*SIN($B194*PI()/180),-100)","v":-100}]
[null,189,{"$f":"IF(Calculator!$F$33=TRUE,C$5*COS($B195*PI()/180),-100)","v":-100},{"$f":"IF(Calculator!$F$33=TRUE,C$5*SIN($B195*PI()/180),-100)","v":-100},{"$f":"IF(Calculator!$F$33=TRUE,E$5*COS($B195*PI()/180),-100)","v":-100},{"$f":"IF(Calculator!$F$33=TRUE,E$5*SIN($B195*PI()/180),-100)","v":-100},-0.98768834059513777,-0.15643446504023073,{"$f":"IF(Calculator!$F$33=TRUE,I$5*COS($B195*PI()/180),-100)","v":-100},{"$f":"IF(Calculator!$F$33=TRUE,I$5*SIN($B195*PI()/180),-100)","v":-100},{"$f":"IF(Calculator!$F$33=TRUE,K$5*COS($B195*PI()/180),-100)","v":-100},{"$f":"IF(Calculator!$F$33=TRUE,K$5*SIN($B195*PI()/180),-100)","v":-100}]
[null,190,{"$f":"IF(Calculator!$F$33=TRUE,C$5*COS($B196*PI()/180),-100)","v":-100},{"$f":"IF(Calculator!$F$33=TRUE,C$5*SIN($B196*PI()/180),-100)","v":-100},{"$f":"IF(Calculator!$F$33=TRUE,E$5*COS($B196*PI()/180),-100)","v":-100},{"$f":"IF(Calculator!$F$33=TRUE,E$5*SIN($B196*PI()/180),-100)","v":-100},-0.98480775301220802,-0.17364817766693047,{"$f":"IF(Calculator!$F$33=TRUE,I$5*COS($B196*PI()/180),-100)","v":-100},{"$f":"IF(Calculator!$F$33=TRUE,I$5*SIN($B196*PI()/180),-100)","v":-100},{"$f":"IF(Calculator!$F$33=TRUE,K$5*COS($B196*PI()/180),-100)","v":-100},{"$f":"IF(Calculator!$F$33=TRUE,K$5*SIN($B196*PI()/180),-100)","v":-100}]
[null,191,{"$f":"IF(Calculator!$F$33=TRUE,C$5*COS($B197*PI()/180),-100)","v":-100},{"$f":"IF(Calculator!$F$33=TRUE,C$5*SIN($B197*PI()/180),-100)","v":-100},{"$f":"IF(Calculator!$F$33=TRUE,E$5*COS($B197*PI()/180),-100)","v":-100},{"$f":"IF(Calculator!$F$33=TRUE,E$5*SIN($B197*PI()/180),-100)","v":-100},-0.98162718344766398,-0.19080899537654472,{"$f":"IF(Calculator!$F$33=TRUE,I$5*COS($B197*PI()/180),-100)","v":-100},{"$f":"IF(Calculator!$F$33=TRUE,I$5*SIN($B197*PI()/180),-100)","v":-100},{"$f":"IF(Calculator!$F$33=TRUE,K$5*COS($B197*PI()/180),-100)","v":-100},{"$f":"IF(Calculator!$F$33=TRUE,K$5*SIN($B197*PI()/180),-100)","v":-100}]
[null,192,{"$f":"IF(Calculator!$F$33=TRUE,C$5*COS($B198*PI()/180),-100)","v":-100},{"$f":"IF(Calculator!$F$33=TRUE,C$5*SIN($B198*PI()/180),-100)","v":-100},{"$f":"IF(Calculator!$F$33=TRUE,E$5*COS($B198*PI()/180),-100)","v":-100},{"$f":"IF(Calculator!$F$33=TRUE,E$5*SIN($B198*PI()/180),-100)","v":-100},-0.97814760073380569,-0.20791169081775907,{"$f":"IF(Calculator!$F$33=TRUE,I$5*COS($B198*PI()/180),-100)","v":-100},{"$f":"IF(Calculator!$F$33=TRUE,I$5*SIN($B198*PI()/180),-100)","v":-100},{"$f":"IF(Calculator!$F$33=TRUE,K$5*COS($B198*PI()/180),-100)","v":-100},{"$f":"IF(Calculator!$F$33=TRUE,K$5*SIN($B198*PI()/180),-100)","v":-100}]
[null,193,{"$f":"IF(Calculator!$F$33=TRUE,C$5*COS($B199*PI()/180),-100)","v":-100},{"$f":"IF(Calculator!$F$33=TRUE,C$5*SIN($B199*PI()/180),-100)","v":-100},{"$f":"IF(Calculator!$F$33=TRUE,E$5*COS($B199*PI()/180),-100)","v":-100},{"$f":"IF(Calculator!$F$33=TRUE,E$5*SIN($B199*PI()/180),-100)","v":-100},-0.97437006478523525,-0.22495105434386498,{"$f":"IF(Calculator!$F$33=TRUE,I$5*COS($B199*PI()/180),-100)","v":-100},{"$f":"IF(Calculator!$F$33=TRUE,I$5*SIN($B199*PI()/180),-100)","v":-100},{"$f":"IF(Calculator!$F$33=TRUE,K$5*COS($B199*PI()/180),-100)","v":-100},{"$f":"IF(Calculator!$F$33=TRUE,K$5*SIN($B199*PI()/180),-100)","v":-100}]
[null,194,{"$f":"IF(Calculator!$F$33=TRUE,C$5*COS($B200*PI()/180),-100)","v":-100},{"$f":"IF(Calculator!$F$33=TRUE,C$5*SIN($B200*PI()/180),-100)","v":-100},{"$f":"IF(Calculator!$F$33=TRUE,E$5*COS($B200*PI()/180),-100)","v":-100},{"$f":"IF(Calculator!$F$33=TRUE,E$5*SIN($B200*PI()/180),-100)","v":-100},{"$f":"G$5*COS($B200*PI()/180)","v":-0.97029572627599647},{"$f":"G$5*SIN($B200*PI()/180)","v":-0.24192189559966751},{"$f":"IF(Calculator!$F$33=TRUE,I$5*COS($B200*PI()/180),-100)","v":-100},{"$f":"IF(Calculator!$F$33=TRUE,I$5*SIN($B200*PI()/180),-100)","v":-100},{"$f":"IF(Calculator!$F$33=TRUE,K$5*COS($B200*PI()/180),-100)","v":-100},{"$f":"IF(Calculator!$F$33=TRUE,K$5*SIN($B200*PI()/180),-100)","v":-100}]
[null,{"$f":"B200+1","v":195},{"$f":"IF(Calculator!$F$33=TRUE,C$5*COS($B201*PI()/180),-100)","v":-100},{"$f":"IF(Calculator!$F$33=TRUE,C$5*SIN($B201*PI()/180),-100)","v":-100},{"$f":"IF(Calculator!$F$33=TRUE,E$5*COS($B201*PI()/180),-100)","v":-100},{"$f":"IF(Calculator!$F$33=TRUE,E$5*SIN($B201*PI()/180),-100)","v":-100},-0.96592582628906842,-0.25881904510252035,{"$f":"IF(Calculator!$F$33=TRUE,I$5*COS($B201*PI()/180),-100)","v":-100},{"$f":"IF(Calculator!$F$33=TRUE,I$5*SIN($B201*PI()/180),-100)","v":-100},{"$f":"IF(Calculator!$F$33=TRUE,K$5*COS($B201*PI()/180),-100)","v":-100},{"$f":"IF(Calculator!$F$33=TRUE,K$5*SIN($B201*PI()/180),-100)","v":-100}]
[null,196,{"$f":"IF(Calculator!$F$33=TRUE,C$5*COS($B202*PI()/180),-100)","v":-100},{"$f":"IF(Calculator!$F$33=TRUE,C$5*SIN($B202*PI()/180),-100)","v":-100},{"$f":"IF(Calculator!$F$33=TRUE,E$5*COS($B202*PI()/180),-100)","v":-100},{"$f":"IF(Calculator!$F$33=TRUE,E$5*SIN($B202*PI()/180),-100)","v":-100},-0.96126169593831889,-0.275637355816999,{"$f":"IF(Calculator!$F$33=TRUE,I$5*COS($B202*PI()/180),-100)","v":-100},{"$f":"IF(Calculator!$F$33=TRUE,I$5*SIN($B202*PI()/180),-100)","v":-100},{"$f":"IF(Calculator!$F$33=TRUE,K$5*COS($B202*PI()/180),-100)","v":-100},{"$f":"IF(Calculator!$F$33=TRUE,K$5*SIN($B202*PI()/180),-100)","v":-100}]
[null,197,{"$f":"IF(Calculator!$F$33=TRUE,C$5*COS($B203*PI()/180),-100)","v":-100},{"$f":"IF(Calculator!$F$33=TRUE,C$5*SIN($B203*PI()/180),-100)","v":-100},{"$f":"IF(Calculator!$F$33=TRUE,E$5*COS($B203*PI()/180),-100)","v":-100},{"$f":"IF(Calculator!$F$33=TRUE,E$5*SIN($B203*PI()/180),-100)","v":-100},-0.95630475596303555,-0.29237170472273638,{"$f":"IF(Calculator!$F$33=TRUE,I$5*COS($B203*PI()/180),-100)","v":-100},{"$f":"IF(Calculator!$F$33=TRUE,I$5*SIN($B203*PI()/180),-100)","v":-100},{"$f":"IF(Calculator!$F$33=TRUE,K$5*COS($B203*PI()/180),-100)","v":-100},{"$f":"IF(Calculator!$F$33=TRUE,K$5*SIN($B203*PI()/180),-100)","v":-100}]
[null,198,{"$f":"IF(Calculator!$F$33=TRUE,C$5*COS($B204*PI()/180),-100)","v":-100},{"$f":"IF(Calculator!$F$33=TRUE,C$5*SIN($B204*PI()/180),-100)","v":-100},{"$f":"IF(Calculator!$F$33=TRUE,E$5*COS($B204*PI()/180),-100)","v":-100},{"$f":"IF(Calculator!$F$33=TRUE,E$5*SIN($B204*PI()/180),-100)","v":-100},-0.95105651629515353,-0.30901699437494773,{"$f":"IF(Calculator!$F$33=TRUE,I$5*COS($B204*PI()/180),-100)","v":-100},{"$f":"IF(Calculator!$F$33=TRUE,I$5*SIN($B204*PI()/180),-100)","v":-100},{"$f":"IF(Calculator!$F$33=TRUE,K$5*COS($B204*PI()/180),-100)","v":-100},{"$f":"IF(Calculator!$F$33=TRUE,K$5*SIN($B204*PI()/180),-100)","v":-100}]
[null,199,{"$f":"IF(Calculator!$F$33=TRUE,C$5*COS($B205*PI()/180),-100)","v":-100},{"$f":"IF(Calculator!$F$33=TRUE,C$5*SIN($B205*PI()/180),-100)","v":-100},{"$f":"IF(Calculator!$F$33=TRUE,E$5*COS($B205*PI()/180),-100)","v":-100},{"$f":"IF(Calculator!$F$33=TRUE,E$5*SIN($B205*PI()/180),-100)","v":-100},-0.94551857559931674,-0.32556815445715676,{"$f":"IF(Calculator!$F$33=TRUE,I$5*COS($B205*PI()/180),-100)","v":-100},{"$f":"IF(Calculator!$F$33=TRUE,I$5*SIN($B205*PI()/180),-100)","v":-100},{"$f":"IF(Calculator!$F$33=TRUE,K$5*COS($B205*PI()/180),-100)","v":-100},{"$f":"IF(Calculator!$F$33=TRUE,K$5*SIN($B205*PI()/180),-100)","v":-100}]
[null,200,{"$f":"IF(Calculator!$F$33=TRUE,C$5*COS($B206*PI()/180),-100)","v":-100},{"$f":"IF(Calculator!$F$33=TRUE,C$5*SIN($B206*PI()/180),-100)","v":-100},{"$f":"IF(Calculator!$F$33=TRUE,E$5*COS($B206*PI()/180),-100)","v":-100},{"$f":"IF(Calculator!$F$33=TRUE,E$5*SIN($B206*PI()/180),-100)","v":-100},-0.93969262078590843,-0.34202014332566866,{"$f":"IF(Calculator!$F$33=TRUE,I$5*COS($B206*PI()/180),-100)","v":-100},{"$f":"IF(Calculator!$F$33=TRUE,I$5*SIN($B206*PI()/180),-100)","v":-100},{"$f":"IF(Calculator!$F$33=TRUE,K$5*COS($B206*PI()/180),-100)","v":-100},{"$f":"IF(Calculator!$F$33=TRUE,K$5*SIN($B206*PI()/180),-100)","v":-100}]
[null,201,{"$f":"IF(Calculator!$F$33=TRUE,C$5*COS($B207*PI()/180),-100)","v":-100},{"$f":"IF(Calculator!$F$33=TRUE,C$5*SIN($B207*PI()/180),-100)","v":-100},{"$f":"IF(Calculator!$F$33=TRUE,E$5*COS($B207*PI()/180),-100)","v":-100},{"$f":"IF(Calculator!$F$33=TRUE,E$5*SIN($B207*PI()/180),-100)","v":-100},-0.93358042649720174,-0.35836794954530043,{"$f":"IF(Calculator!$F$33=TRUE,I$5*COS($B207*PI()/180),-100)","v":-100},{"$f":"IF(Calculator!$F$33=TRUE,I$5*SIN($B207*PI()/180),-100)","v":-100},{"$f":"IF(Calculator!$F$33=TRUE,K$5*COS($B207*PI()/180),-100)","v":-100},{"$f":"IF(Calculator!$F$33=TRUE,K$5*SIN($B207*PI()/180),-100)","v":-100}]
[null,202,{"$f":"IF(Calculator!$F$33=TRUE,C$5*COS($B208*PI()/180),-100)","v":-100},{"$f":"IF(Calculator!$F$33=TRUE,C$5*SIN($B208*PI()/180),-100)","v":-100},{"$f":"IF(Calculator!$F$33=TRUE,E$5*COS($B208*PI()/180),-100)","v":-100},{"$f":"IF(Calculator!$F$33=TRUE,E$5*SIN($B208*PI()/180),-100)","v":-100},-0.92718385456678742,-0.37460659341591201,{"$f":"IF(Calculator!$F$33=TRUE,I$5*COS($B208*PI()/180),-100)","v":-100},{"$f":"IF(Calculator!$F$33=TRUE,I$5*SIN($B208*PI()/180),-100)","v":-100},{"$f":"IF(Calculator!$F$33=TRUE,K$5*COS($B208*PI()/180),-100)","v":-100},{"$f":"IF(Calculator!$F$33=TRUE,K$5*SIN($B208*PI()/180),-100)","v":-100}]
[null,203,{"$f":"IF(Calculator!$F$33=TRUE,C$5*COS($B209*PI()/180),-100)","v":-100},{"$f":"IF(Calculator!$F$33=TRUE,C$5*SIN($B209*PI()/180),-100)","v":-100},{"$f":"IF(Calculator!$F$33=TRUE,E$5*COS($B209*PI()/180),-100)","v":-100},{"$f":"IF(Calculator!$F$33=TRUE,E$5*SIN($B209*PI()/180),-100)","v":-100},-0.92050485345244037,-0.39073112848927355,{"$f":"IF(Calculator!$F$33=TRUE,I$5*COS($B209*PI()/180),-100)","v":-100},{"$f":"IF(Calculator!$F$33=TRUE,I$5*SIN($B209*PI()/180),-100)","v":-100},{"$f":"IF(Calculator!$F$33=TRUE,K$5*COS($B209*PI()/180),-100)","v":-100},{"$f":"IF(Calculator!$F$33=TRUE,K$5*SIN($B209*PI()/180),-100)","v":-100}]
[null,204,{"$f":"IF(Calculator!$F$33=TRUE,C$5*COS($B210*PI()/180),-100)","v":-100},{"$f":"IF(Calculator!$F$33=TRUE,C$5*SIN($B210*PI()/180),-100)","v":-100},{"$f":"IF(Calculator!$F$33=TRUE,E$5*COS($B210*PI()/180),-100)","v":-100},{"$f":"IF(Calculator!$F$33=TRUE,E$5*SIN($B210*PI()/180),-100)","v":-100},-0.91354545764260109,-0.40673664307579982,{"$f":"IF(Calculator!$F$33=TRUE,I$5*COS($B210*PI()/180),-100)","v":-100},{"$f":"IF(Calculator!$F$33=TRUE,I$5*SIN($B210*PI()/180),-100)","v":-100},{"$f":"IF(Calculator!$F$33=TRUE,K$5*COS($B210*PI()/180),-100)","v":-100},{"$f":"IF(Calculator!$F$33=TRUE,K$5*SIN($B210*PI()/180),-100)","v":-100}]
[null,205,{"$f":"IF(Calculator!$F$33=TRUE,C$5*COS($B211*PI()/180),-100)","v":-100},{"$f":"IF(Calculator!$F$33=TRUE,C$5*SIN($B211*PI()/180),-100)","v":-100},{"$f":"IF(Calculator!$F$33=TRUE,E$5*COS($B211*PI()/180),-100)","v":-100},{"$f":"IF(Calculator!$F$33=TRUE,E$5*SIN($B211*PI()/180),-100)","v":-100},-0.90630778703665005,-0.42261826174069927,{"$f":"IF(Calculator!$F$33=TRUE,I$5*COS($B211*PI()/180),-100)","v":-100},{"$f":"IF(Calculator!$F$33=TRUE,I$5*SIN($B211*PI()/180),-100)","v":-100},{"$f":"IF(Calculator!$F$33=TRUE,K$5*COS($B211*PI()/180),-100)","v":-100},{"$f":"IF(Calculator!$F$33=TRUE,K$5*SIN($B211*PI()/180),-100)","v":-100}]
[null,206,{"$f":"IF(Calculator!$F$33=TRUE,C$5*COS($B212*PI()/180),-100)","v":-100},{"$f":"IF(Calculator!$F$33=TRUE,C$5*SIN($B212*PI()/180),-100)","v":-100},{"$f":"IF(Calculator!$F$33=TRUE,E$5*COS($B212*PI()/180),-100)","v":-100},{"$f":"IF(Calculator!$F$33=TRUE,E$5*SIN($B212*PI()/180),-100)","v":-100},-0.89879404629916715,-0.43837114678907707,{"$f":"IF(Calculator!$F$33=TRUE,I$5*COS($B212*PI()/180),-100)","v":-100},{"$f":"IF(Calculator!$F$33=TRUE,I$5*SIN($B212*PI()/180),-100)","v":-100},{"$f":"IF(Calculator!$F$33=TRUE,K$5*COS($B212*PI()/180),-100)","v":-100},{"$f":"IF(Calculator!$F$33=TRUE,K$5*SIN($B212*PI()/180),-100)","v":-100}]
[null,207,{"$f":"IF(Calculator!$F$33=TRUE,C$5*COS($B213*PI()/180),-100)","v":-100},{"$f":"IF(Calculator!$F$33=TRUE,C$5*SIN($B213*PI()/180),-100)","v":-100},{"$f":"IF(Calculator!$F$33=TRUE,E$5*COS($B213*PI()/180),-100)","v":-100},{"$f":"IF(Calculator!$F$33=TRUE,E$5*SIN($B213*PI()/180),-100)","v":-100},-0.89100652418836812,-0.45399049973954625,{"$f":"IF(Calculator!$F$33=TRUE,I$5*COS($B213*PI()/180),-100)","v":-100},{"$f":"IF(Calculator!$F$33=TRUE,I$5*SIN($B213*PI()/180),-100)","v":-100},{"$f":"IF(Calculator!$F$33=TRUE,K$5*COS($B213*PI()/180),-100)","v":-100},{"$f":"IF(Calculator!$F$33=TRUE,K$5*SIN($B213*PI()/180),-100)","v":-100}]
[null,208,{"$f":"IF(Calculator!$F$33=TRUE,C$5*COS($B214*PI()/180),-100)","v":-100},{"$f":"IF(Calculator!$F$33=TRUE,C$5*SIN($B214*PI()/180),-100)","v":-100},{"$f":"IF(Calculator!$F$33=TRUE,E$5*COS($B214*PI()/180),-100)","v":-100},{"$f":"IF(Calculator!$F$33=TRUE,E$5*SIN($B214*PI()/180),-100)","v":-100},-0.88294759285892688,-0.46947156278589086,{"$f":"IF(Calculator!$F$33=TRUE,I$5*COS($B214*PI()/180),-100)","v":-100},{"$f":"IF(Calculator!$F$33=TRUE,I$5*SIN($B214*PI()/180),-100)","v":-100},{"$f":"IF(Calculator!$F$33=TRUE,K$5*COS($B214*PI()/180),-100)","v":-100},{"$f":"IF(Calculator!$F$33=TRUE,K$5*SIN($B214*PI()/180),-100)","v":-100}]
[null,209,{"$f":"IF(Calculator!$F$33=TRUE,C$5*COS($B215*PI()/180),-100)","v":-100},{"$f":"IF(Calculator!$F$33=TRUE,C$5*SIN($B215*PI()/180),-100)","v":-100},{"$f":"IF(Calculator!$F$33=TRUE,E$5*COS($B215*PI()/180),-100)","v":-100},{"$f":"IF(Calculator!$F$33=TRUE,E$5*SIN($B215*PI()/180),-100)","v":-100},-0.87461970713939585,-0.48480962024633695,{"$f":"IF(Calculator!$F$33=TRUE,I$5*COS($B215*PI()/180),-100)","v":-100},{"$f":"IF(Calculator!$F$33=TRUE,I$5*SIN($B215*PI()/180),-100)","v":-100},{"$f":"IF(Calculator!$F$33=TRUE,K$5*COS($B215*PI()/180),-100)","v":-100},{"$f":"IF(Calculator!$F$33=TRUE,K$5*SIN($B215*PI()/180),-100)","v":-100}]
[null,210,{"$f":"IF(Calculator!$F$33=TRUE,C$5*COS($B216*PI()/180),-100)","v":-100},{"$f":"IF(Calculator!$F$33=TRUE,C$5*SIN($B216*PI()/180),-100)","v":-100},{"$f":"IF(Calculator!$F$33=TRUE,E$5*COS($B216*PI()/180),-100)","v":-100},{"$f":"IF(Calculator!$F$33=TRUE,E$5*SIN($B216*PI()/180),-100)","v":-100},-0.8660254037844386,-0.50000000000000011,{"$f":"IF(Calculator!$F$33=TRUE,I$5*COS($B216*PI()/180),-100)","v":-100},{"$f":"IF(Calculator!$F$33=TRUE,I$5*SIN($B216*PI()/180),-100)","v":-100},{"$f":"IF(Calculator!$F$33=TRUE,K$5*COS($B216*PI()/180),-100)","v":-100},{"$f":"IF(Calculator!$F$33=TRUE,K$5*SIN($B216*PI()/180),-100)","v":-100}]
[null,211,{"$f":"IF(Calculator!$F$33=TRUE,C$5*COS($B217*PI()/180),-100)","v":-100},{"$f":"IF(Calculator!$F$33=TRUE,C$5*SIN($B217*PI()/180),-100)","v":-100},{"$f":"IF(Calculator!$F$33=TRUE,E$5*COS($B217*PI()/180),-100)","v":-100},{"$f":"IF(Calculator!$F$33=TRUE,E$5*SIN($B217*PI()/180),-100)","v":-100},-0.85716730070211233,-0.51503807491005416,{"$f":"IF(Calculator!$F$33=TRUE,I$5*COS($B217*PI()/180),-100)","v":-100},{"$f":"IF(Calculator!$F$33=TRUE,I$5*SIN($B217*PI()/180),-100)","v":-100},{"$f":"IF(Calculator!$F$33=TRUE,K$5*COS($B217*PI()/180),-100)","v":-100},{"$f":"IF(Calculator!$F$33=TRUE,K$5*SIN($B217*PI()/180),-100)","v":-100}]
[null,212,{"$f":"IF(Calculator!$F$33=TRUE,C$5*COS($B218*PI()/180),-100)","v":-100},{"$f":"IF(Calculator!$F$33=TRUE,C$5*SIN($B218*PI()/180),-100)","v":-100},{"$f":"IF(Calculator!$F$33=TRUE,E$5*COS($B218*PI()/180),-100)","v":-100},{"$f":"IF(Calculator!$F$33=TRUE,E$5*SIN($B218*PI()/180),-100)","v":-100},-0.84804809615642607,-0.52991926423320479,{"$f":"IF(Calculator!$F$33=TRUE,I$5*COS($B218*PI()/180),-100)","v":-100},{"$f":"IF(Calculator!$F$33=TRUE,I$5*SIN($B218*PI()/180),-100)","v":-100},{"$f":"IF(Calculator!$F$33=TRUE,K$5*COS($B218*PI()/180),-100)","v":-100},{"$f":"IF(Calculator!$F$33=TRUE,K$5*SIN($B218*PI()/180),-100)","v":-100}]
[null,213,{"$f":"IF(Calculator!$F$33=TRUE,C$5*COS($B219*PI()/180),-100)","v":-100},{"$f":"IF(Calculator!$F$33=TRUE,C$5*SIN($B219*PI()/180),-100)","v":-100},{"$f":"IF(Calculator!$F$33=TRUE,E$5*COS($B219*PI()/180),-100)","v":-100},{"$f":"IF(Calculator!$F$33=TRUE,E$5*SIN($B219*PI()/180),-100)","v":-100},-0.83867056794542405,-0.54463903501502708,{"$f":"IF(Calculator!$F$33=TRUE,I$5*COS($B219*PI()/180),-100)","v":-100},{"$f":"IF(Calculator!$F$33=TRUE,I$5*SIN($B219*PI()/180),-100)","v":-100},{"$f":"IF(Calculator!$F$33=TRUE,K$5*COS($B219*PI()/180),-100)","v":-100},{"$f":"IF(Calculator!$F$33=TRUE,K$5*SIN($B219*PI()/180),-100)","v":-100}]
[null,214,{"$f":"IF(Calculator!$F$33=TRUE,C$5*COS($B220*PI()/180),-100)","v":-100},{"$f":"IF(Calculator!$F$33=TRUE,C$5*SIN($B220*PI()/180),-100)","v":-100},{"$f":"IF(Calculator!$F$33=TRUE,E$5*COS($B220*PI()/180),-100)","v":-100},{"$f":"IF(Calculator!$F$33=TRUE,E$5*SIN($B220*PI()/180),-100)","v":-100},-0.82903757255504185,-0.55919290347074668,{"$f":"IF(Calculator!$F$33=TRUE,I$5*COS($B220*PI()/180),-100)","v":-100},{"$f":"IF(Calculator!$F$33=TRUE,I$5*SIN($B220*PI()/180),-100)","v":-100},{"$f":"IF(Calculator!$F$33=TRUE,K$5*COS($B220*PI()/180),-100)","v":-100},{"$f":"IF(Calculator!$F$33=TRUE,K$5*SIN($B220*PI()/180),-100)","v":-100}]
[null,215,{"$f":"IF(Calculator!$F$33=TRUE,C$5*COS($B221*PI()/180),-100)","v":-100},{"$f":"IF(Calculator!$F$33=TRUE,C$5*SIN($B221*PI()/180),-100)","v":-100},{"$f":"IF(Calculator!$F$33=TRUE,E$5*COS($B221*PI()/180),-100)","v":-100},{"$f":"IF(Calculator!$F$33=TRUE,E$5*SIN($B221*PI()/180),-100)","v":-100},-0.81915204428899202,-0.57357643635104583,{"$f":"IF(Calculator!$F$33=TRUE,I$5*COS($B221*PI()/180),-100)","v":-100},{"$f":"IF(Calculator!$F$33=TRUE,I$5*SIN($B221*PI()/180),-100)","v":-100},{"$f":"IF(Calculator!$F$33=TRUE,K$5*COS($B221*PI()/180),-100)","v":-100},{"$f":"IF(Calculator!$F$33=TRUE,K$5*SIN($B221*PI()/180),-100)","v":-100}]
[null,216,{"$f":"IF(Calculator!$F$33=TRUE,C$5*COS($B222*PI()/180),-100)","v":-100},{"$f":"IF(Calculator!$F$33=TRUE,C$5*SIN($B222*PI()/180),-100)","v":-100},{"$f":"IF(Calculator!$F$33=TRUE,E$5*COS($B222*PI()/180),-100)","v":-100},{"$f":"IF(Calculator!$F$33=TRUE,E$5*SIN($B222*PI()/180),-100)","v":-100},-0.80901699437494756,-0.58778525229247303,{"$f":"IF(Calculator!$F$33=TRUE,I$5*COS($B222*PI()/180),-100)","v":-100},{"$f":"IF(Calculator!$F$33=TRUE,I$5*SIN($B222*PI()/180),-100)","v":-100},{"$f":"IF(Calculator!$F$33=TRUE,K$5*COS($B222*PI()/180),-100)","v":-100},{"$f":"IF(Calculator!$F$33=TRUE,K$5*SIN($B222*PI()/180),-100)","v":-100}]
[null,217,{"$f":"IF(Calculator!$F$33=TRUE,C$5*COS($B223*PI()/180),-100)","v":-100},{"$f":"IF(Calculator!$F$33=TRUE,C$5*SIN($B223*PI()/180),-100)","v":-100},{"$f":"IF(Calculator!$F$33=TRUE,E$5*COS($B223*PI()/180),-100)","v":-100},{"$f":"IF(Calculator!$F$33=TRUE,E$5*SIN($B223*PI()/180),-100)","v":-100},-0.79863551004729305,-0.60181502315204805,{"$f":"IF(Calculator!$F$33=TRUE,I$5*COS($B223*PI()/180),-100)","v":-100},{"$f":"IF(Calculator!$F$33=TRUE,I$5*SIN($B223*PI()/180),-100)","v":-100},{"$f":"IF(Calculator!$F$33=TRUE,K$5*COS($B223*PI()/180),-100)","v":-100},{"$f":"IF(Calculator!$F$33=TRUE,K$5*SIN($B223*PI()/180),-100)","v":-100}]
[null,218,{"$f":"IF(Calculator!$F$33=TRUE,C$5*COS($B224*PI()/180),-100)","v":-100},{"$f":"IF(Calculator!$F$33=TRUE,C$5*SIN($B224*PI()/180),-100)","v":-100},{"$f":"IF(Calculator!$F$33=TRUE,E$5*COS($B224*PI()/180),-100)","v":-100},{"$f":"IF(Calculator!$F$33=TRUE,E$5*SIN($B224*PI()/180),-100)","v":-100},-0.78801075360672224,-0.61566147532565785,{"$f":"IF(Calculator!$F$33=TRUE,I$5*COS($B224*PI()/180),-100)","v":-100},{"$f":"IF(Calculator!$F$33=TRUE,I$5*SIN($B224*PI()/180),-100)","v":-100},{"$f":"IF(Calculator!$F$33=TRUE,K$5*COS($B224*PI()/180),-100)","v":-100},{"$f":"IF(Calculator!$F$33=TRUE,K$5*SIN($B224*PI()/180),-100)","v":-100}]
[null,219,{"$f":"IF(Calculator!$F$33=TRUE,C$5*COS($B225*PI()/180),-100)","v":-100},{"$f":"IF(Calculator!$F$33=TRUE,C$5*SIN($B225*PI()/180),-100)","v":-100},{"$f":"IF(Calculator!$F$33=TRUE,E$5*COS($B225*PI()/180),-100)","v":-100},{"$f":"IF(Calculator!$F$33=TRUE,E$5*SIN($B225*PI()/180),-100)","v":-100},-0.77714596145697079,-0.62932039104983761,{"$f":"IF(Calculator!$F$33=TRUE,I$5*COS($B225*PI()/180),-100)","v":-100},{"$f":"IF(Calculator!$F$33=TRUE,I$5*SIN($B225*PI()/180),-100)","v":-100},{"$f":"IF(Calculator!$F$33=TRUE,K$5*COS($B225*PI()/180),-100)","v":-100},{"$f":"IF(Calculator!$F$33=TRUE,K$5*SIN($B225*PI()/180),-100)","v":-100}]
[null,220,{"$f":"IF(Calculator!$F$33=TRUE,C$5*COS($B226*PI()/180),-100)","v":-100},{"$f":"IF(Calculator!$F$33=TRUE,C$5*SIN($B226*PI()/180),-100)","v":-100},{"$f":"IF(Calculator!$F$33=TRUE,E$5*COS($B226*PI()/180),-100)","v":-100},{"$f":"IF(Calculator!$F$33=TRUE,E$5*SIN($B226*PI()/180),-100)","v":-100},-0.76604444311897801,-0.64278760968653925,{"$f":"IF(Calculator!$F$33=TRUE,I$5*COS($B226*PI()/180),-100)","v":-100},{"$f":"IF(Calculator!$F$33=TRUE,I$5*SIN($B226*PI()/180),-100)","v":-100},{"$f":"IF(Calculator!$F$33=TRUE,K$5*COS($B226*PI()/180),-100)","v":-100},{"$f":"IF(Calculator!$F$33=TRUE,K$5*SIN($B226*PI()/180),-100)","v":-100}]
[null,221,{"$f":"IF(Calculator!$F$33=TRUE,C$5*COS($B227*PI()/180),-100)","v":-100},{"$f":"IF(Calculator!$F$33=TRUE,C$5*SIN($B227*PI()/180),-100)","v":-100},{"$f":"IF(Calculator!$F$33=TRUE,E$5*COS($B227*PI()/180),-100)","v":-100},{"$f":"IF(Calculator!$F$33=TRUE,E$5*SIN($B227*PI()/180),-100)","v":-100},-0.7547095802227719,-0.65605902899050739,{"$f":"IF(Calculator!$F$33=TRUE,I$5*COS($B227*PI()/180),-100)","v":-100},{"$f":"IF(Calculator!$F$33=TRUE,I$5*SIN($B227*PI()/180),-100)","v":-100},{"$f":"IF(Calculator!$F$33=TRUE,K$5*COS($B227*PI()/180),-100)","v":-100},{"$f":"IF(Calculator!$F$33=TRUE,K$5*SIN($B227*PI()/180),-100)","v":-100}]
[null,222,{"$f":"IF(Calculator!$F$33=TRUE,C$5*COS($B228*PI()/180),-100)","v":-100},{"$f":"IF(Calculator!$F$33=TRUE,C$5*SIN($B228*PI()/180),-100)","v":-100},{"$f":"IF(Calculator!$F$33=TRUE,E$5*COS($B228*PI()/180),-100)","v":-100},{"$f":"IF(Calculator!$F$33=TRUE,E$5*SIN($B228*PI()/180),-100)","v":-100},-0.74314482547739424,-0.66913060635885824,{"$f":"IF(Calculator!$F$33=TRUE,I$5*COS($B228*PI()/180),-100)","v":-100},{"$f":"IF(Calculator!$F$33=TRUE,I$5*SIN($B228*PI()/180),-100)","v":-100},{"$f":"IF(Calculator!$F$33=TRUE,K$5*COS($B228*PI()/180),-100)","v":-100},{"$f":"IF(Calculator!$F$33=TRUE,K$5*SIN($B228*PI()/180),-100)","v":-100}]
[null,223,{"$f":"IF(Calculator!$F$33=TRUE,C$5*COS($B229*PI()/180),-100)","v":-100},{"$f":"IF(Calculator!$F$33=TRUE,C$5*SIN($B229*PI()/180),-100)","v":-100},{"$f":"IF(Calculator!$F$33=TRUE,E$5*COS($B229*PI()/180),-100)","v":-100},{"$f":"IF(Calculator!$F$33=TRUE,E$5*SIN($B229*PI()/180),-100)","v":-100},-0.73135370161917057,-0.68199836006249837,{"$f":"IF(Calculator!$F$33=TRUE,I$5*COS($B229*PI()/180),-100)","v":-100},{"$f":"IF(Calculator!$F$33=TRUE,I$5*SIN($B229*PI()/180),-100)","v":-100},{"$f":"IF(Calculator!$F$33=TRUE,K$5*COS($B229*PI()/180),-100)","v":-100},{"$f":"IF(Calculator!$F$33=TRUE,K$5*SIN($B229*PI()/180),-100)","v":-100}]
[null,224,{"$f":"IF(Calculator!$F$33=TRUE,C$5*COS($B230*PI()/180),-100)","v":-100},{"$f":"IF(Calculator!$F$33=TRUE,C$5*SIN($B230*PI()/180),-100)","v":-100},{"$f":"IF(Calculator!$F$33=TRUE,E$5*COS($B230*PI()/180),-100)","v":-100},{"$f":"IF(Calculator!$F$33=TRUE,E$5*SIN($B230*PI()/180),-100)","v":-100},-0.71933980033865108,-0.69465837045899737,{"$f":"IF(Calculator!$F$33=TRUE,I$5*COS($B230*PI()/180),-100)","v":-100},{"$f":"IF(Calculator!$F$33=TRUE,I$5*SIN($B230*PI()/180),-100)","v":-100},{"$f":"IF(Calculator!$F$33=TRUE,K$5*COS($B230*PI()/180),-100)","v":-100},{"$f":"IF(Calculator!$F$33=TRUE,K$5*SIN($B230*PI()/180),-100)","v":-100}]
[null,225,{"$f":"IF(Calculator!$F$33=TRUE,C$5*COS($B231*PI()/180),-100)","v":-100},{"$f":"IF(Calculator!$F$33=TRUE,C$5*SIN($B231*PI()/180),-100)","v":-100},{"$f":"IF(Calculator!$F$33=TRUE,E$5*COS($B231*PI()/180),-100)","v":-100},{"$f":"IF(Calculator!$F$33=TRUE,E$5*SIN($B231*PI()/180),-100)","v":-100},-0.70710678118654768,-0.70710678118654746,{"$f":"IF(Calculator!$F$33=TRUE,I$5*COS($B231*PI()/180),-100)","v":-100},{"$f":"IF(Calculator!$F$33=TRUE,I$5*SIN($B231*PI()/180),-100)","v":-100},{"$f":"IF(Calculator!$F$33=TRUE,K$5*COS($B231*PI()/180),-100)","v":-100},{"$f":"IF(Calculator!$F$33=TRUE,K$5*SIN($B231*PI()/180),-100)","v":-100}]
[null,226,{"$f":"IF(Calculator!$F$33=TRUE,C$5*COS($B232*PI()/180),-100)","v":-100},{"$f":"IF(Calculator!$F$33=TRUE,C$5*SIN($B232*PI()/180),-100)","v":-100},{"$f":"IF(Calculator!$F$33=TRUE,E$5*COS($B232*PI()/180),-100)","v":-100},{"$f":"IF(Calculator!$F$33=TRUE,E$5*SIN($B232*PI()/180),-100)","v":-100},-0.69465837045899759,-0.71933980033865086,{"$f":"IF(Calculator!$F$33=TRUE,I$5*COS($B232*PI()/180),-100)","v":-100},{"$f":"IF(Calculator!$F$33=TRUE,I$5*SIN($B232*PI()/180),-100)","v":-100},{"$f":"IF(Calculator!$F$33=TRUE,K$5*COS($B232*PI()/180),-100)","v":-100},{"$f":"IF(Calculator!$F$33=TRUE,K$5*SIN($B232*PI()/180),-100)","v":-100}]
[null,227,{"$f":"IF(Calculator!$F$33=TRUE,C$5*COS($B233*PI()/180),-100)","v":-100},{"$f":"IF(Calculator!$F$33=TRUE,C$5*SIN($B233*PI()/180),-100)","v":-100},{"$f":"IF(Calculator!$F$33=TRUE,E$5*COS($B233*PI()/180),-100)","v":-100},{"$f":"IF(Calculator!$F$33=TRUE,E$5*SIN($B233*PI()/180),-100)","v":-100},-0.68199836006249892,-0.73135370161917013,{"$f":"IF(Calculator!$F$33=TRUE,I$5*COS($B233*PI()/180),-100)","v":-100},{"$f":"IF(Calculator!$F$33=TRUE,I$5*SIN($B233*PI()/180),-100)","v":-100},{"$f":"IF(Calculator!$F$33=TRUE,K$5*COS($B233*PI()/180),-100)","v":-100},{"$f":"IF(Calculator!$F$33=TRUE,K$5*SIN($B233*PI()/180),-100)","v":-100}]
[null,228,{"$f":"IF(Calculator!$F$33=TRUE,C$5*COS($B234*PI()/180),-100)","v":-100},{"$f":"IF(Calculator!$F$33=TRUE,C$5*SIN($B234*PI()/180),-100)","v":-100},{"$f":"IF(Calculator!$F$33=TRUE,E$5*COS($B234*PI()/180),-100)","v":-100},{"$f":"IF(Calculator!$F$33=TRUE,E$5*SIN($B234*PI()/180),-100)","v":-100},-0.66913060635885846,-0.74314482547739402,{"$f":"IF(Calculator!$F$33=TRUE,I$5*COS($B234*PI()/180),-100)","v":-100},{"$f":"IF(Calculator!$F$33=TRUE,I$5*SIN($B234*PI()/180),-100)","v":-100},{"$f":"IF(Calculator!$F$33=TRUE,K$5*COS($B234*PI()/180),-100)","v":-100},{"$f":"IF(Calculator!$F$33=TRUE,K$5*SIN($B234*PI()/180),-100)","v":-100}]
[null,229,{"$f":"IF(Calculator!$F$33=TRUE,C$5*COS($B235*PI()/180),-100)","v":-100},{"$f":"IF(Calculator!$F$33=TRUE,C$5*SIN($B235*PI()/180),-100)","v":-100},{"$f":"IF(Calculator!$F$33=TRUE,E$5*COS($B235*PI()/180),-100)","v":-100},{"$f":"IF(Calculator!$F$33=TRUE,E$5*SIN($B235*PI()/180),-100)","v":-100},-0.65605902899050761,-0.75470958022277168,{"$f":"IF(Calculator!$F$33=TRUE,I$5*COS($B235*PI()/180),-100)","v":-100},{"$f":"IF(Calculator!$F$33=TRUE,I$5*SIN($B235*PI()/180),-100)","v":-100},{"$f":"IF(Calculator!$F$33=TRUE,K$5*COS($B235*PI()/180),-100)","v":-100},{"$f":"IF(Calculator!$F$33=TRUE,K$5*SIN($B235*PI()/180),-100)","v":-100}]
[null,230,{"$f":"IF(Calculator!$F$33=TRUE,C$5*COS($B236*PI()/180),-100)","v":-100},{"$f":"IF(Calculator!$F$33=TRUE,C$5*SIN($B236*PI()/180),-100)","v":-100},{"$f":"IF(Calculator!$F$33=TRUE,E$5*COS($B236*PI()/180),-100)","v":-100},{"$f":"IF(Calculator!$F$33=TRUE,E$5*SIN($B236*PI()/180),-100)","v":-100},-0.64278760968653947,-0.7660444431189779,{"$f":"IF(Calculator!$F$33=TRUE,I$5*COS($B236*PI()/180),-100)","v":-100},{"$f":"IF(Calculator!$F$33=TRUE,I$5*SIN($B236*PI()/180),-100)","v":-100},{"$f":"IF(Calculator!$F$33=TRUE,K$5*COS($B236*PI()/180),-100)","v":-100},{"$f":"IF(Calculator!$F$33=TRUE,K$5*SIN($B236*PI()/180),-100)","v":-100}]
[null,231,{"$f":"IF(Calculator!$F$33=TRUE,C$5*COS($B237*PI()/180),-100)","v":-100},{"$f":"IF(Calculator!$F$33=TRUE,C$5*SIN($B237*PI()/180),-100)","v":-100},{"$f":"IF(Calculator!$F$33=TRUE,E$5*COS($B237*PI()/180),-100)","v":-100},{"$f":"IF(Calculator!$F$33=TRUE,E$5*SIN($B237*PI()/180),-100)","v":-100},-0.62932039104983717,-0.77714596145697112,{"$f":"IF(Calculator!$F$33=TRUE,I$5*COS($B237*PI()/180),-100)","v":-100},{"$f":"IF(Calculator!$F$33=TRUE,I$5*SIN($B237*PI()/180),-100)","v":-100},{"$f":"IF(Calculator!$F$33=TRUE,K$5*COS($B237*PI()/180),-100)","v":-100},{"$f":"IF(Calculator!$F$33=TRUE,K$5*SIN($B237*PI()/180),-100)","v":-100}]
[null,232,{"$f":"IF(Calculator!$F$33=TRUE,C$5*COS($B238*PI()/180),-100)","v":-100},{"$f":"IF(Calculator!$F$33=TRUE,C$5*SIN($B238*PI()/180),-100)","v":-100},{"$f":"IF(Calculator!$F$33=TRUE,E$5*COS($B238*PI()/180),-100)","v":-100},{"$f":"IF(Calculator!$F$33=TRUE,E$5*SIN($B238*PI()/180),-100)","v":-100},-0.61566147532565807,-0.78801075360672213,{"$f":"IF(Calculator!$F$33=TRUE,I$5*COS($B238*PI()/180),-100)","v":-100},{"$f":"IF(Calculator!$F$33=TRUE,I$5*SIN($B238*PI()/180),-100)","v":-100},{"$f":"IF(Calculator!$F$33=TRUE,K$5*COS($B238*PI()/180),-100)","v":-100},{"$f":"IF(Calculator!$F$33=TRUE,K$5*SIN($B238*PI()/180),-100)","v":-100}]
[null,233,{"$f":"IF(Calculator!$F$33=TRUE,C$5*COS($B239*PI()/180),-100)","v":-100},{"$f":"IF(Calculator!$F$33=TRUE,C$5*SIN($B239*PI()/180),-100)","v":-100},{"$f":"IF(Calculator!$F$33=TRUE,E$5*COS($B239*PI()/180),-100)","v":-100},{"$f":"IF(Calculator!$F$33=TRUE,E$5*SIN($B239*PI()/180),-100)","v":-100},-0.60181502315204827,-0.79863551004729283,{"$f":"IF(Calculator!$F$33=TRUE,I$5*COS($B239*PI()/180),-100)","v":-100},{"$f":"IF(Calculator!$F$33=TRUE,I$5*SIN($B239*PI()/180),-100)","v":-100},{"$f":"IF(Calculator!$F$33=TRUE,K$5*COS($B239*PI()/180),-100)","v":-100},{"$f":"IF(Calculator!$F$33=TRUE,K$5*SIN($B239*PI()/180),-100)","v":-100}]
[null,234,{"$f":"IF(Calculator!$F$33=TRUE,C$5*COS($B240*PI()/180),-100)","v":-100},{"$f":"IF(Calculator!$F$33=TRUE,C$5*SIN($B240*PI()/180),-100)","v":-100},{"$f":"IF(Calculator!$F$33=TRUE,E$5*COS($B240*PI()/180),-100)","v":-100},{"$f":"IF(Calculator!$F$33=TRUE,E$5*SIN($B240*PI()/180),-100)","v":-100},-0.58778525229247325,-0.80901699437494734,{"$f":"IF(Calculator!$F$33=TRUE,I$5*COS($B240*PI()/180),-100)","v":-100},{"$f":"IF(Calculator!$F$33=TRUE,I$5*SIN($B240*PI()/180),-100)","v":-100},{"$f":"IF(Calculator!$F$33=TRUE,K$5*COS($B240*PI()/180),-100)","v":-100},{"$f":"IF(Calculator!$F$33=TRUE,K$5*SIN($B240*PI()/180),-100)","v":-100}]
[null,235,{"$f":"IF(Calculator!$F$33=TRUE,C$5*COS($B241*PI()/180),-100)","v":-100},{"$f":"IF(Calculator!$F$33=TRUE,C$5*SIN($B241*PI()/180),-100)","v":-100},{"$f":"IF(Calculator!$F$33=TRUE,E$5*COS($B241*PI()/180),-100)","v":-100},{"$f":"IF(Calculator!$F$33=TRUE,E$5*SIN($B241*PI()/180),-100)","v":-100},-0.57357643635104638,-0.81915204428899158,{"$f":"IF(Calculator!$F$33=TRUE,I$5*COS($B241*PI()/180),-100)","v":-100},{"$f":"IF(Calculator!$F$33=TRUE,I$5*SIN($B241*PI()/180),-100)","v":-100},{"$f":"IF(Calculator!$F$33=TRUE,K$5*COS($B241*PI()/180),-100)","v":-100},{"$f":"IF(Calculator!$F$33=TRUE,K$5*SIN($B241*PI()/180),-100)","v":-100}]
[null,236,{"$f":"IF(Calculator!$F$33=TRUE,C$5*COS($B242*PI()/180),-100)","v":-100},{"$f":"IF(Calculator!$F$33=TRUE,C$5*SIN($B242*PI()/180),-100)","v":-100},{"$f":"IF(Calculator!$F$33=TRUE,E$5*COS($B242*PI()/180),-100)","v":-100},{"$f":"IF(Calculator!$F$33=TRUE,E$5*SIN($B242*PI()/180),-100)","v":-100},-0.55919290347074724,-0.8290375725550414,{"$f":"IF(Calculator!$F$33=TRUE,I$5*COS($B242*PI()/180),-100)","v":-100},{"$f":"IF(Calculator!$F$33=TRUE,I$5*SIN($B242*PI()/180),-100)","v":-100},{"$f":"IF(Calculator!$F$33=TRUE,K$5*COS($B242*PI()/180),-100)","v":-100},{"$f":"IF(Calculator!$F$33=TRUE,K$5*SIN($B242*PI()/180),-100)","v":-100}]
[null,237,{"$f":"IF(Calculator!$F$33=TRUE,C$5*COS($B243*PI()/180),-100)","v":-100},{"$f":"IF(Calculator!$F$33=TRUE,C$5*SIN($B243*PI()/180),-100)","v":-100},{"$f":"IF(Calculator!$F$33=TRUE,E$5*COS($B243*PI()/180),-100)","v":-100},{"$f":"IF(Calculator!$F$33=TRUE,E$5*SIN($B243*PI()/180),-100)","v":-100},-0.54463903501502697,-0.83867056794542405,{"$f":"IF(Calculator!$F$33=TRUE,I$5*COS($B243*PI()/180),-100)","v":-100},{"$f":"IF(Calculator!$F$33=TRUE,I$5*SIN($B243*PI()/180),-100)","v":-100},{"$f":"IF(Calculator!$F$33=TRUE,K$5*COS($B243*PI()/180),-100)","v":-100},{"$f":"IF(Calculator!$F$33=TRUE,K$5*SIN($B243*PI()/180),-100)","v":-100}]
[null,238,{"$f":"IF(Calculator!$F$33=TRUE,C$5*COS($B244*PI()/180),-100)","v":-100},{"$f":"IF(Calculator!$F$33=TRUE,C$5*SIN($B244*PI()/180),-100)","v":-100},{"$f":"IF(Calculator!$F$33=TRUE,E$5*COS($B244*PI()/180),-100)","v":-100},{"$f":"IF(Calculator!$F$33=TRUE,E$5*SIN($B244*PI()/180),-100)","v":-100},-0.52991926423320501,-0.84804809615642596,{"$f":"IF(Calculator!$F$33=TRUE,I$5*COS($B244*PI()/180),-100)","v":-100},{"$f":"IF(Calculator!$F$33=TRUE,I$5*SIN($B244*PI()/180),-100)","v":-100},{"$f":"IF(Calculator!$F$33=TRUE,K$5*COS($B244*PI()/180),-100)","v":-100},{"$f":"IF(Calculator!$F$33=TRUE,K$5*SIN($B244*PI()/180),-100)","v":-100}]
[null,239,{"$f":"IF(Calculator!$F$33=TRUE,C$5*COS($B245*PI()/180),-100)","v":-100},{"$f":"IF(Calculator!$F$33=TRUE,C$5*SIN($B245*PI()/180),-100)","v":-100},{"$f":"IF(Calculator!$F$33=TRUE,E$5*COS($B245*PI()/180),-100)","v":-100},{"$f":"IF(Calculator!$F$33=TRUE,E$5*SIN($B245*PI()/180),-100)","v":-100},-0.51503807491005449,-0.85716730070211211,{"$f":"IF(Calculator!$F$33=TRUE,I$5*COS($B245*PI()/180),-100)","v":-100},{"$f":"IF(Calculator!$F$33=TRUE,I$5*SIN($B245*PI()/180),-100)","v":-100},{"$f":"IF(Calculator!$F$33=TRUE,K$5*COS($B245*PI()/180),-100)","v":-100},{"$f":"IF(Calculator!$F$33=TRUE,K$5*SIN($B245*PI()/180),-100)","v":-100}]
[null,240,{"$f":"IF(Calculator!$F$33=TRUE,C$5*COS($B246*PI()/180),-100)","v":-100},{"$f":"IF(Calculator!$F$33=TRUE,C$5*SIN($B246*PI()/180),-100)","v":-100},{"$f":"IF(Calculator!$F$33=TRUE,E$5*COS($B246*PI()/180),-100)","v":-100},{"$f":"IF(Calculator!$F$33=TRUE,E$5*SIN($B246*PI()/180),-100)","v":-100},-0.50000000000000044,-0.86602540378443837,{"$f":"IF(Calculator!$F$33=TRUE,I$5*COS($B246*PI()/180),-100)","v":-100},{"$f":"IF(Calculator!$F$33=TRUE,I$5*SIN($B246*PI()/180),-100)","v":-100},{"$f":"IF(Calculator!$F$33=TRUE,K$5*COS($B246*PI()/180),-100)","v":-100},{"$f":"IF(Calculator!$F$33=TRUE,K$5*SIN($B246*PI()/180),-100)","v":-100}]
[null,241,{"$f":"IF(Calculator!$F$33=TRUE,C$5*COS($B247*PI()/180),-100)","v":-100},{"$f":"IF(Calculator!$F$33=TRUE,C$5*SIN($B247*PI()/180),-100)","v":-100},{"$f":"IF(Calculator!$F$33=TRUE,E$5*COS($B247*PI()/180),-100)","v":-100},{"$f":"IF(Calculator!$F$33=TRUE,E$5*SIN($B247*PI()/180),-100)","v":-100},-0.48480962024633684,-0.87461970713939596,{"$f":"IF(Calculator!$F$33=TRUE,I$5*COS($B247*PI()/180),-100)","v":-100},{"$f":"IF(Calculator!$F$33=TRUE,I$5*SIN($B247*PI()/180),-100)","v":-100},{"$f":"IF(Calculator!$F$33=TRUE,K$5*COS($B247*PI()/180),-100)","v":-100},{"$f":"IF(Calculator!$F$33=TRUE,K$5*SIN($B247*PI()/180),-100)","v":-100}]
[null,242,{"$f":"IF(Calculator!$F$33=TRUE,C$5*COS($B248*PI()/180),-100)","v":-100},{"$f":"IF(Calculator!$F$33=TRUE,C$5*SIN($B248*PI()/180),-100)","v":-100},{"$f":"IF(Calculator!$F$33=TRUE,E$5*COS($B248*PI()/180),-100)","v":-100},{"$f":"IF(Calculator!$F$33=TRUE,E$5*SIN($B248*PI()/180),-100)","v":-100},-0.46947156278589075,-0.88294759285892699,{"$f":"IF(Calculator!$F$33=TRUE,I$5*COS($B248*PI()/180),-100)","v":-100},{"$f":"IF(Calculator!$F$33=TRUE,I$5*SIN($B248*PI()/180),-100)","v":-100},{"$f":"IF(Calculator!$F$33=TRUE,K$5*COS($B248*PI()/180),-100)","v":-100},{"$f":"IF(Calculator!$F$33=TRUE,K$5*SIN($B248*PI()/180),-100)","v":-100}]
[null,243,{"$f":"IF(Calculator!$F$33=TRUE,C$5*COS($B249*PI()/180),-100)","v":-100},{"$f":"IF(Calculator!$F$33=TRUE,C$5*SIN($B249*PI()/180),-100)","v":-100},{"$f":"IF(Calculator!$F$33=TRUE,E$5*COS($B249*PI()/180),-100)","v":-100},{"$f":"IF(Calculator!$F$33=TRUE,E$5*SIN($B249*PI()/180),-100)","v":-100},-0.45399049973954692,-0.89100652418836779,{"$f":"IF(Calculator!$F$33=TRUE,I$5*COS($B249*PI()/180),-100)","v":-100},{"$f":"IF(Calculator!$F$33=TRUE,I$5*SIN($B249*PI()/180),-100)","v":-100},{"$f":"IF(Calculator!$F$33=TRUE,K$5*COS($B249*PI()/180),-100)","v":-100},{"$f":"IF(Calculator!$F$33=TRUE,K$5*SIN($B249*PI()/180),-100)","v":-100}]
[null,244,{"$f":"IF(Calculator!$F$33=TRUE,C$5*COS($B250*PI()/180),-100)","v":-100},{"$f":"IF(Calculator!$F$33=TRUE,C$5*SIN($B250*PI()/180),-100)","v":-100},{"$f":"IF(Calculator!$F$33=TRUE,E$5*COS($B250*PI()/180),-100)","v":-100},{"$f":"IF(Calculator!$F$33=TRUE,E$5*SIN($B250*PI()/180),-100)","v":-100},-0.43837114678907774,-0.89879404629916682,{"$f":"IF(Calculator!$F$33=TRUE,I$5*COS($B250*PI()/180),-100)","v":-100},{"$f":"IF(Calculator!$F$33=TRUE,I$5*SIN($B250*PI()/180),-100)","v":-100},{"$f":"IF(Calculator!$F$33=TRUE,K$5*COS($B250*PI()/180),-100)","v":-100},{"$f":"IF(Calculator!$F$33=TRUE,K$5*SIN($B250*PI()/180),-100)","v":-100}]
[null,245,{"$f":"IF(Calculator!$F$33=TRUE,C$5*COS($B251*PI()/180),-100)","v":-100},{"$f":"IF(Calculator!$F$33=TRUE,C$5*SIN($B251*PI()/180),-100)","v":-100},{"$f":"IF(Calculator!$F$33=TRUE,E$5*COS($B251*PI()/180),-100)","v":-100},{"$f":"IF(Calculator!$F$33=TRUE,E$5*SIN($B251*PI()/180),-100)","v":-100},-0.42261826174069994,-0.90630778703664971,{"$f":"IF(Calculator!$F$33=TRUE,I$5*COS($B251*PI()/180),-100)","v":-100},{"$f":"IF(Calculator!$F$33=TRUE,I$5*SIN($B251*PI()/180),-100)","v":-100},{"$f":"IF(Calculator!$F$33=TRUE,K$5*COS($B251*PI()/180),-100)","v":-100},{"$f":"IF(Calculator!$F$33=TRUE,K$5*SIN($B251*PI()/180),-100)","v":-100}]
[null,246,{"$f":"IF(Calculator!$F$33=TRUE,C$5*COS($B252*PI()/180),-100)","v":-100},{"$f":"IF(Calculator!$F$33=TRUE,C$5*SIN($B252*PI()/180),-100)","v":-100},{"$f":"IF(Calculator!$F$33=TRUE,E$5*COS($B252*PI()/180),-100)","v":-100},{"$f":"IF(Calculator!$F$33=TRUE,E$5*SIN($B252*PI()/180),-100)","v":-100},-0.4067366430758001,-0.91354545764260098,{"$f":"IF(Calculator!$F$33=TRUE,I$5*COS($B252*PI()/180),-100)","v":-100},{"$f":"IF(Calculator!$F$33=TRUE,I$5*SIN($B252*PI()/180),-100)","v":-100},{"$f":"IF(Calculator!$F$33=TRUE,K$5*COS($B252*PI()/180),-100)","v":-100},{"$f":"IF(Calculator!$F$33=TRUE,K$5*SIN($B252*PI()/180),-100)","v":-100}]
[null,247,{"$f":"IF(Calculator!$F$33=TRUE,C$5*COS($B253*PI()/180),-100)","v":-100},{"$f":"IF(Calculator!$F$33=TRUE,C$5*SIN($B253*PI()/180),-100)","v":-100},{"$f":"IF(Calculator!$F$33=TRUE,E$5*COS($B253*PI()/180),-100)","v":-100},{"$f":"IF(Calculator!$F$33=TRUE,E$5*SIN($B253*PI()/180),-100)","v":-100},-0.39073112848927383,-0.92050485345244026,{"$f":"IF(Calculator!$F$33=TRUE,I$5*COS($B253*PI()/180),-100)","v":-100},{"$f":"IF(Calculator!$F$33=TRUE,I$5*SIN($B253*PI()/180),-100)","v":-100},{"$f":"IF(Calculator!$F$33=TRUE,K$5*COS($B253*PI()/180),-100)","v":-100},{"$f":"IF(Calculator!$F$33=TRUE,K$5*SIN($B253*PI()/180),-100)","v":-100}]
[null,248,{"$f":"IF(Calculator!$F$33=TRUE,C$5*COS($B254*PI()/180),-100)","v":-100},{"$f":"IF(Calculator!$F$33=TRUE,C$5*SIN($B254*PI()/180),-100)","v":-100},{"$f":"IF(Calculator!$F$33=TRUE,E$5*COS($B254*PI()/180),-100)","v":-100},{"$f":"IF(Calculator!$F$33=TRUE,E$5*SIN($B254*PI()/180),-100)","v":-100},-0.37460659341591229,-0.92718385456678731,{"$f":"IF(Calculator!$F$33=TRUE,I$5*COS($B254*PI()/180),-100)","v":-100},{"$f":"IF(Calculator!$F$33=TRUE,I$5*SIN($B254*PI()/180),-100)","v":-100},{"$f":"IF(Calculator!$F$33=TRUE,K$5*COS($B254*PI()/180),-100)","v":-100},{"$f":"IF(Calculator!$F$33=TRUE,K$5*SIN($B254*PI()/180),-100)","v":-100}]
[null,249,{"$f":"IF(Calculator!$F$33=TRUE,C$5*COS($B255*PI()/180),-100)","v":-100},{"$f":"IF(Calculator!$F$33=TRUE,C$5*SIN($B255*PI()/180),-100)","v":-100},{"$f":"IF(Calculator!$F$33=TRUE,E$5*COS($B255*PI()/180),-100)","v":-100},{"$f":"IF(Calculator!$F$33=TRUE,E$5*SIN($B255*PI()/180),-100)","v":-100},-0.35836794954530071,-0.93358042649720163,{"$f":"IF(Calculator!$F$33=TRUE,I$5*COS($B255*PI()/180),-100)","v":-100},{"$f":"IF(Calculator!$F$33=TRUE,I$5*SIN($B255*PI()/180),-100)","v":-100},{"$f":"IF(Calculator!$F$33=TRUE,K$5*COS($B255*PI()/180),-100)","v":-100},{"$f":"IF(Calculator!$F$33=TRUE,K$5*SIN($B255*PI()/180),-100)","v":-100}]
[null,250,{"$f":"IF(Calculator!$F$33=TRUE,C$5*COS($B256*PI()/180),-100)","v":-100},{"$f":"IF(Calculator!$F$33=TRUE,C$5*SIN($B256*PI()/180),-100)","v":-100},{"$f":"IF(Calculator!$F$33=TRUE,E$5*COS($B256*PI()/180),-100)","v":-100},{"$f":"IF(Calculator!$F$33=TRUE,E$5*SIN($B256*PI()/180),-100)","v":-100},-0.34202014332566938,-0.93969262078590821,{"$f":"IF(Calculator!$F$33=TRUE,I$5*COS($B256*PI()/180),-100)","v":-100},{"$f":"IF(Calculator!$F$33=TRUE,I$5*SIN($B256*PI()/180),-100)","v":-100},{"$f":"IF(Calculator!$F$33=TRUE,K$5*COS($B256*PI()/180),-100)","v":-100},{"$f":"IF(Calculator!$F$33=TRUE,K$5*SIN($B256*PI()/180),-100)","v":-100}]
[null,251,{"$f":"IF(Calculator!$F$33=TRUE,C$5*COS($B257*PI()/180),-100)","v":-100},{"$f":"IF(Calculator!$F$33=TRUE,C$5*SIN($B257*PI()/180),-100)","v":-100},{"$f":"IF(Calculator!$F$33=TRUE,E$5*COS($B257*PI()/180),-100)","v":-100},{"$f":"IF(Calculator!$F$33=TRUE,E$5*SIN($B257*PI()/180),-100)","v":-100},-0.32556815445715664,-0.94551857559931685,{"$f":"IF(Calculator!$F$33=TRUE,I$5*COS($B257*PI()/180),-100)","v":-100},{"$f":"IF(Calculator!$F$33=TRUE,I$5*SIN($B257*PI()/180),-100)","v":-100},{"$f":"IF(Calculator!$F$33=TRUE,K$5*COS($B257*PI()/180),-100)","v":-100},{"$f":"IF(Calculator!$F$33=TRUE,K$5*SIN($B257*PI()/180),-100)","v":-100}]
[null,252,{"$f":"IF(Calculator!$F$33=TRUE,C$5*COS($B258*PI()/180),-100)","v":-100},{"$f":"IF(Calculator!$F$33=TRUE,C$5*SIN($B258*PI()/180),-100)","v":-100},{"$f":"IF(Calculator!$F$33=TRUE,E$5*COS($B258*PI()/180),-100)","v":-100},{"$f":"IF(Calculator!$F$33=TRUE,E$5*SIN($B258*PI()/180),-100)","v":-100},-0.30901699437494756,-0.95105651629515353,{"$f":"IF(Calculator!$F$33=TRUE,I$5*COS($B258*PI()/180),-100)","v":-100},{"$f":"IF(Calculator!$F$33=TRUE,I$5*SIN($B258*PI()/180),-100)","v":-100},{"$f":"IF(Calculator!$F$33=TRUE,K$5*COS($B258*PI()/180),-100)","v":-100},{"$f":"IF(Calculator!$F$33=TRUE,K$5*SIN($B258*PI()/180),-100)","v":-100}]
[null,253,{"$f":"IF(Calculator!$F$33=TRUE,C$5*COS($B259*PI()/180),-100)","v":-100},{"$f":"IF(Calculator!$F$33=TRUE,C$5*SIN($B259*PI()/180),-100)","v":-100},{"$f":"IF(Calculator!$F$33=TRUE,E$5*COS($B259*PI()/180),-100)","v":-100},{"$f":"IF(Calculator!$F$33=TRUE,E$5*SIN($B259*PI()/180),-100)","v":-100},-0.2923717047227371,-0.95630475596303532,{"$f":"IF(Calculator!$F$33=TRUE,I$5*COS($B259*PI()/180),-100)","v":-100},{"$f":"IF(Calculator!$F$33=TRUE,I$5*SIN($B259*PI()/180),-100)","v":-100},{"$f":"IF(Calculator!$F$33=TRUE,K$5*COS($B259*PI()/180),-100)","v":-100},{"$f":"IF(Calculator!$F$33=TRUE,K$5*SIN($B259*PI()/180),-100)","v":-100}]
[null,254,{"$f":"IF(Calculator!$F$33=TRUE,C$5*COS($B260*PI()/180),-100)","v":-100},{"$f":"IF(Calculator!$F$33=TRUE,C$5*SIN($B260*PI()/180),-100)","v":-100},{"$f":"IF(Calculator!$F$33=TRUE,E$5*COS($B260*PI()/180),-100)","v":-100},{"$f":"IF(Calculator!$F$33=TRUE,E$5*SIN($B260*PI()/180),-100)","v":-100},-0.27563735581699889,-0.96126169593831901,{"$f":"IF(Calculator!$F$33=TRUE,I$5*COS($B260*PI()/180),-100)","v":-100},{"$f":"IF(Calculator!$F$33=TRUE,I$5*SIN($B260*PI()/180),-100)","v":-100},{"$f":"IF(Calculator!$F$33=TRUE,K$5*COS($B260*PI()/180),-100)","v":-100},{"$f":"IF(Calculator!$F$33=TRUE,K$5*SIN($B260*PI()/180),-100)","v":-100}]
[null,255,{"$f":"IF(Calculator!$F$33=TRUE,C$5*COS($B261*PI()/180),-100)","v":-100},{"$f":"IF(Calculator!$F$33=TRUE,C$5*SIN($B261*PI()/180),-100)","v":-100},{"$f":"IF(Calculator!$F$33=TRUE,E$5*COS($B261*PI()/180),-100)","v":-100},{"$f":"IF(Calculator!$F$33=TRUE,E$5*SIN($B261*PI()/180),-100)","v":-100},-0.25881904510252063,-0.96592582628906831,{"$f":"IF(Calculator!$F$33=TRUE,I$5*COS($B261*PI()/180),-100)","v":-100},{"$f":"IF(Calculator!$F$33=TRUE,I$5*SIN($B261*PI()/180),-100)","v":-100},{"$f":"IF(Calculator!$F$33=TRUE,K$5*COS($B261*PI()/180),-100)","v":-100},{"$f":"IF(Calculator!$F$33=TRUE,K$5*SIN($B261*PI()/180),-100)","v":-100}]
[null,256,{"$f":"IF(Calculator!$F$33=TRUE,C$5*COS($B262*PI()/180),-100)","v":-100},{"$f":"IF(Calculator!$F$33=TRUE,C$5*SIN($B262*PI()/180),-100)","v":-100},{"$f":"IF(Calculator!$F$33=TRUE,E$5*COS($B262*PI()/180),-100)","v":-100},{"$f":"IF(Calculator!$F$33=TRUE,E$5*SIN($B262*PI()/180),-100)","v":-100},-0.24192189559966779,-0.97029572627599647,{"$f":"IF(Calculator!$F$33=TRUE,I$5*COS($B262*PI()/180),-100)","v":-100},{"$f":"IF(Calculator!$F$33=TRUE,I$5*SIN($B262*PI()/180),-100)","v":-100},{"$f":"IF(Calculator!$F$33=TRUE,K$5*COS($B262*PI()/180),-100)","v":-100},{"$f":"IF(Calculator!$F$33=TRUE,K$5*SIN($B262*PI()/180),-100)","v":-100}]
[null,257,{"$f":"IF(Calculator!$F$33=TRUE,C$5*COS($B263*PI()/180),-100)","v":-100},{"$f":"IF(Calculator!$F$33=TRUE,C$5*SIN($B263*PI()/180),-100)","v":-100},{"$f":"IF(Calculator!$F$33=TRUE,E$5*COS($B263*PI()/180),-100)","v":-100},{"$f":"IF(Calculator!$F$33=TRUE,E$5*SIN($B263*PI()/180),-100)","v":-100},-0.22495105434386525,-0.97437006478523513,{"$f":"IF(Calculator!$F$33=TRUE,I$5*COS($B263*PI()/180),-100)","v":-100},{"$f":"IF(Calculator!$F$33=TRUE,I$5*SIN($B263*PI()/180),-100)","v":-100},{"$f":"IF(Calculator!$F$33=TRUE,K$5*COS($B263*PI()/180),-100)","v":-100},{"$f":"IF(Calculator!$F$33=TRUE,K$5*SIN($B263*PI()/180),-100)","v":-100}]
[null,258,{"$f":"IF(Calculator!$F$33=TRUE,C$5*COS($B264*PI()/180),-100)","v":-100},{"$f":"IF(Calculator!$F$33=TRUE,C$5*SIN($B264*PI()/180),-100)","v":-100},{"$f":"IF(Calculator!$F$33=TRUE,E$5*COS($B264*PI()/180),-100)","v":-100},{"$f":"IF(Calculator!$F$33=TRUE,E$5*SIN($B264*PI()/180),-100)","v":-100},{"$f":"G$5*COS($B264*PI()/180)","v":-0.20791169081775979},{"$f":"G$5*SIN($B264*PI()/180)","v":-0.97814760073380558},{"$f":"IF(Calculator!$F$33=TRUE,I$5*COS($B264*PI()/180),-100)","v":-100},{"$f":"IF(Calculator!$F$33=TRUE,I$5*SIN($B264*PI()/180),-100)","v":-100},{"$f":"IF(Calculator!$F$33=TRUE,K$5*COS($B264*PI()/180),-100)","v":-100},{"$f":"IF(Calculator!$F$33=TRUE,K$5*SIN($B264*PI()/180),-100)","v":-100}]
[null,{"$f":"B264+1","v":259},{"$f":"IF(Calculator!$F$33=TRUE,C$5*COS($B265*PI()/180),-100)","v":-100},{"$f":"IF(Calculator!$F$33=TRUE,C$5*SIN($B265*PI()/180),-100)","v":-100},{"$f":"IF(Calculator!$F$33=TRUE,E$5*COS($B265*PI()/180),-100)","v":-100},{"$f":"IF(Calculator!$F$33=TRUE,E$5*SIN($B265*PI()/180),-100)","v":-100},-0.19080899537654547,-0.98162718344766386,{"$f":"IF(Calculator!$F$33=TRUE,I$5*COS($B265*PI()/180),-100)","v":-100},{"$f":"IF(Calculator!$F$33=TRUE,I$5*SIN($B265*PI()/180),-100)","v":-100},{"$f":"IF(Calculator!$F$33=TRUE,K$5*COS($B265*PI()/180),-100)","v":-100},{"$f":"IF(Calculator!$F$33=TRUE,K$5*SIN($B265*PI()/180),-100)","v":-100}]
[null,260,{"$f":"IF(Calculator!$F$33=TRUE,C$5*COS($B266*PI()/180),-100)","v":-100},{"$f":"IF(Calculator!$F$33=TRUE,C$5*SIN($B266*PI()/180),-100)","v":-100},{"$f":"IF(Calculator!$F$33=TRUE,E$5*COS($B266*PI()/180),-100)","v":-100},{"$f":"IF(Calculator!$F$33=TRUE,E$5*SIN($B266*PI()/180),-100)","v":-100},-0.17364817766693033,-0.98480775301220802,{"$f":"IF(Calculator!$F$33=TRUE,I$5*COS($B266*PI()/180),-100)","v":-100},{"$f":"IF(Calculator!$F$33=TRUE,I$5*SIN($B266*PI()/180),-100)","v":-100},{"$f":"IF(Calculator!$F$33=TRUE,K$5*COS($B266*PI()/180),-100)","v":-100},{"$f":"IF(Calculator!$F$33=TRUE,K$5*SIN($B266*PI()/180),-100)","v":-100}]
[null,261,{"$f":"IF(Calculator!$F$33=TRUE,C$5*COS($B267*PI()/180),-100)","v":-100},{"$f":"IF(Calculator!$F$33=TRUE,C$5*SIN($B267*PI()/180),-100)","v":-100},{"$f":"IF(Calculator!$F$33=TRUE,E$5*COS($B267*PI()/180),-100)","v":-100},{"$f":"IF(Calculator!$F$33=TRUE,E$5*SIN($B267*PI()/180),-100)","v":-100},-0.15643446504023104,-0.98768834059513766,{"$f":"IF(Calculator!$F$33=TRUE,I$5*COS($B267*PI()/180),-100)","v":-100},{"$f":"IF(Calculator!$F$33=TRUE,I$5*SIN($B267*PI()/180),-100)","v":-100},{"$f":"IF(Calculator!$F$33=TRUE,K$5*COS($B267*PI()/180),-100)","v":-100},{"$f":"IF(Calculator!$F$33=TRUE,K$5*SIN($B267*PI()/180),-100)","v":-100}]
[null,262,{"$f":"IF(Calculator!$F$33=TRUE,C$5*COS($B268*PI()/180),-100)","v":-100},{"$f":"IF(Calculator!$F$33=TRUE,C$5*SIN($B268*PI()/180),-100)","v":-100},{"$f":"IF(Calculator!$F$33=TRUE,E$5*COS($B268*PI()/180),-100)","v":-100},{"$f":"IF(Calculator!$F$33=TRUE,E$5*SIN($B268*PI()/180),-100)","v":-100},-0.13917310096006494,-0.99026806874157036,{"$f":"IF(Calculator!$F$33=TRUE,I$5*COS($B268*PI()/180),-100)","v":-100},{"$f":"IF(Calculator!$F$33=TRUE,I$5*SIN($B268*PI()/180),-100)","v":-100},{"$f":"IF(Calculator!$F$33=TRUE,K$5*COS($B268*PI()/180),-100)","v":-100},{"$f":"IF(Calculator!$F$33=TRUE,K$5*SIN($B268*PI()/180),-100)","v":-100}]
[null,263,{"$f":"IF(Calculator!$F$33=TRUE,C$5*COS($B269*PI()/180),-100)","v":-100},{"$f":"IF(Calculator!$F$33=TRUE,C$5*SIN($B269*PI()/180),-100)","v":-100},{"$f":"IF(Calculator!$F$33=TRUE,E$5*COS($B269*PI()/180),-100)","v":-100},{"$f":"IF(Calculator!$F$33=TRUE,E$5*SIN($B269*PI()/180),-100)","v":-100},-0.12186934340514717,-0.99254615164132209,{"$f":"IF(Calculator!$F$33=TRUE,I$5*COS($B269*PI()/180),-100)","v":-100},{"$f":"IF(Calculator!$F$33=TRUE,I$5*SIN($B269*PI()/180),-100)","v":-100},{"$f":"IF(Calculator!$F$33=TRUE,K$5*COS($B269*PI()/180),-100)","v":-100},{"$f":"IF(Calculator!$F$33=TRUE,K$5*SIN($B269*PI()/180),-100)","v":-100}]
[null,264,{"$f":"IF(Calculator!$F$33=TRUE,C$5*COS($B270*PI()/180),-100)","v":-100},{"$f":"IF(Calculator!$F$33=TRUE,C$5*SIN($B270*PI()/180),-100)","v":-100},{"$f":"IF(Calculator!$F$33=TRUE,E$5*COS($B270*PI()/180),-100)","v":-100},{"$f":"IF(Calculator!$F$33=TRUE,E$5*SIN($B270*PI()/180),-100)","v":-100},-0.10452846326765336,-0.9945218953682734,{"$f":"IF(Calculator!$F$33=TRUE,I$5*COS($B270*PI()/180),-100)","v":-100},{"$f":"IF(Calculator!$F$33=TRUE,I$5*SIN($B270*PI()/180),-100)","v":-100},{"$f":"IF(Calculator!$F$33=TRUE,K$5*COS($B270*PI()/180),-100)","v":-100},{"$f":"IF(Calculator!$F$33=TRUE,K$5*SIN($B270*PI()/180),-100)","v":-100}]
[null,265,{"$f":"IF(Calculator!$F$33=TRUE,C$5*COS($B271*PI()/180),-100)","v":-100},{"$f":"IF(Calculator!$F$33=TRUE,C$5*SIN($B271*PI()/180),-100)","v":-100},{"$f":"IF(Calculator!$F$33=TRUE,E$5*COS($B271*PI()/180),-100)","v":-100},{"$f":"IF(Calculator!$F$33=TRUE,E$5*SIN($B271*PI()/180),-100)","v":-100},-8.7155742747658249E-2,-0.99619469809174555,{"$f":"IF(Calculator!$F$33=TRUE,I$5*COS($B271*PI()/180),-100)","v":-100},{"$f":"IF(Calculator!$F$33=TRUE,I$5*SIN($B271*PI()/180),-100)","v":-100},{"$f":"IF(Calculator!$F$33=TRUE,K$5*COS($B271*PI()/180),-100)","v":-100},{"$f":"IF(Calculator!$F$33=TRUE,K$5*SIN($B271*PI()/180),-100)","v":-100}]
[null,266,{"$f":"IF(Calculator!$F$33=TRUE,C$5*COS($B272*PI()/180),-100)","v":-100},{"$f":"IF(Calculator!$F$33=TRUE,C$5*SIN($B272*PI()/180),-100)","v":-100},{"$f":"IF(Calculator!$F$33=TRUE,E$5*COS($B272*PI()/180),-100)","v":-100},{"$f":"IF(Calculator!$F$33=TRUE,E$5*SIN($B272*PI()/180),-100)","v":-100},-6.975647374412558E-2,-0.9975640502598242,{"$f":"IF(Calculator!$F$33=TRUE,I$5*COS($B272*PI()/180),-100)","v":-100},{"$f":"IF(Calculator!$F$33=TRUE,I$5*SIN($B272*PI()/180),-100)","v":-100},{"$f":"IF(Calculator!$F$33=TRUE,K$5*COS($B272*PI()/180),-100)","v":-100},{"$f":"IF(Calculator!$F$33=TRUE,K$5*SIN($B272*PI()/180),-100)","v":-100}]
[null,267,{"$f":"IF(Calculator!$F$33=TRUE,C$5*COS($B273*PI()/180),-100)","v":-100},{"$f":"IF(Calculator!$F$33=TRUE,C$5*SIN($B273*PI()/180),-100)","v":-100},{"$f":"IF(Calculator!$F$33=TRUE,E$5*COS($B273*PI()/180),-100)","v":-100},{"$f":"IF(Calculator!$F$33=TRUE,E$5*SIN($B273*PI()/180),-100)","v":-100},-5.2335956242944306E-2,-0.99862953475457383,{"$f":"IF(Calculator!$F$33=TRUE,I$5*COS($B273*PI()/180),-100)","v":-100},{"$f":"IF(Calculator!$F$33=TRUE,I$5*SIN($B273*PI()/180),-100)","v":-100},{"$f":"IF(Calculator!$F$33=TRUE,K$5*COS($B273*PI()/180),-100)","v":-100},{"$f":"IF(Calculator!$F$33=TRUE,K$5*SIN($B273*PI()/180),-100)","v":-100}]
[null,268,{"$f":"IF(Calculator!$F$33=TRUE,C$5*COS($B274*PI()/180),-100)","v":-100},{"$f":"IF(Calculator!$F$33=TRUE,C$5*SIN($B274*PI()/180),-100)","v":-100},{"$f":"IF(Calculator!$F$33=TRUE,E$5*COS($B274*PI()/180),-100)","v":-100},{"$f":"IF(Calculator!$F$33=TRUE,E$5*SIN($B274*PI()/180),-100)","v":-100},-3.4899496702501649E-2,-0.99939082701909565,{"$f":"IF(Calculator!$F$33=TRUE,I$5*COS($B274*PI()/180),-100)","v":-100},{"$f":"IF(Calculator!$F$33=TRUE,I$5*SIN($B274*PI()/180),-100)","v":-100},{"$f":"IF(Calculator!$F$33=TRUE,K$5*COS($B274*PI()/180),-100)","v":-100},{"$f":"IF(Calculator!$F$33=TRUE,K$5*SIN($B274*PI()/180),-100)","v":-100}]
[null,269,{"$f":"IF(Calculator!$F$33=TRUE,C$5*COS($B275*PI()/180),-100)","v":-100},{"$f":"IF(Calculator!$F$33=TRUE,C$5*SIN($B275*PI()/180),-100)","v":-100},{"$f":"IF(Calculator!$F$33=TRUE,E$5*COS($B275*PI()/180),-100)","v":-100},{"$f":"IF(Calculator!$F$33=TRUE,E$5*SIN($B275*PI()/180),-100)","v":-100},-1.7452406437283498E-2,-0.99984769515639127,{"$f":"IF(Calculator!$F$33=TRUE,I$5*COS($B275*PI()/180),-100)","v":-100},{"$f":"IF(Calculator!$F$33=TRUE,I$5*SIN($B275*PI()/180),-100)","v":-100},{"$f":"IF(Calculator!$F$33=TRUE,K$5*COS($B275*PI()/180),-100)","v":-100},{"$f":"IF(Calculator!$F$33=TRUE,K$5*SIN($B275*PI()/180),-100)","v":-100}]
[null,270,{"$f":"IF(Calculator!$F$33=TRUE,C$5*COS($B276*PI()/180),-100)","v":-100},{"$f":"IF(Calculator!$F$33=TRUE,C$5*SIN($B276*PI()/180),-100)","v":-100},{"$f":"IF(Calculator!$F$33=TRUE,E$5*COS($B276*PI()/180),-100)","v":-100},{"$f":"IF(Calculator!$F$33=TRUE,E$5*SIN($B276*PI()/180),-100)","v":-100},-1.83772268236293E-16,-1,{"$f":"IF(Calculator!$F$33=TRUE,I$5*COS($B276*PI()/180),-100)","v":-100},{"$f":"IF(Calculator!$F$33=TRUE,I$5*SIN($B276*PI()/180),-100)","v":-100},{"$f":"IF(Calculator!$F$33=TRUE,K$5*COS($B276*PI()/180),-100)","v":-100},{"$f":"IF(Calculator!$F$33=TRUE,K$5*SIN($B276*PI()/180),-100)","v":-100}]
[null,271,{"$f":"IF(Calculator!$F$33=TRUE,C$5*COS($B277*PI()/180),-100)","v":-100},{"$f":"IF(Calculator!$F$33=TRUE,C$5*SIN($B277*PI()/180),-100)","v":-100},{"$f":"IF(Calculator!$F$33=TRUE,E$5*COS($B277*PI()/180),-100)","v":-100},{"$f":"IF(Calculator!$F$33=TRUE,E$5*SIN($B277*PI()/180),-100)","v":-100},1.745240643728313E-2,-0.99984769515639127,{"$f":"IF(Calculator!$F$33=TRUE,I$5*COS($B277*PI()/180),-100)","v":-100},{"$f":"IF(Calculator!$F$33=TRUE,I$5*SIN($B277*PI()/180),-100)","v":-100},{"$f":"IF(Calculator!$F$33=TRUE,K$5*COS($B277*PI()/180),-100)","v":-100},{"$f":"IF(Calculator!$F$33=TRUE,K$5*SIN($B277*PI()/180),-100)","v":-100}]
[null,272,{"$f":"IF(Calculator!$F$33=TRUE,C$5*COS($B278*PI()/180),-100)","v":-100},{"$f":"IF(Calculator!$F$33=TRUE,C$5*SIN($B278*PI()/180),-100)","v":-100},{"$f":"IF(Calculator!$F$33=TRUE,E$5*COS($B278*PI()/180),-100)","v":-100},{"$f":"IF(Calculator!$F$33=TRUE,E$5*SIN($B278*PI()/180),-100)","v":-100},3.4899496702501281E-2,-0.99939082701909576,{"$f":"IF(Calculator!$F$33=TRUE,I$5*COS($B278*PI()/180),-100)","v":-100},{"$f":"IF(Calculator!$F$33=TRUE,I$5*SIN($B278*PI()/180),-100)","v":-100},{"$f":"IF(Calculator!$F$33=TRUE,K$5*COS($B278*PI()/180),-100)","v":-100},{"$f":"IF(Calculator!$F$33=TRUE,K$5*SIN($B278*PI()/180),-100)","v":-100}]
[null,273,{"$f":"IF(Calculator!$F$33=TRUE,C$5*COS($B279*PI()/180),-100)","v":-100},{"$f":"IF(Calculator!$F$33=TRUE,C$5*SIN($B279*PI()/180),-100)","v":-100},{"$f":"IF(Calculator!$F$33=TRUE,E$5*COS($B279*PI()/180),-100)","v":-100},{"$f":"IF(Calculator!$F$33=TRUE,E$5*SIN($B279*PI()/180),-100)","v":-100},5.2335956242943946E-2,-0.99862953475457383,{"$f":"IF(Calculator!$F$33=TRUE,I$5*COS($B279*PI()/180),-100)","v":-100},{"$f":"IF(Calculator!$F$33=TRUE,I$5*SIN($B279*PI()/180),-100)","v":-100},{"$f":"IF(Calculator!$F$33=TRUE,K$5*COS($B279*PI()/180),-100)","v":-100},{"$f":"IF(Calculator!$F$33=TRUE,K$5*SIN($B279*PI()/180),-100)","v":-100}]
[null,274,{"$f":"IF(Calculator!$F$33=TRUE,C$5*COS($B280*PI()/180),-100)","v":-100},{"$f":"IF(Calculator!$F$33=TRUE,C$5*SIN($B280*PI()/180),-100)","v":-100},{"$f":"IF(Calculator!$F$33=TRUE,E$5*COS($B280*PI()/180),-100)","v":-100},{"$f":"IF(Calculator!$F$33=TRUE,E$5*SIN($B280*PI()/180),-100)","v":-100},6.9756473744125219E-2,-0.99756405025982431,{"$f":"IF(Calculator!$F$33=TRUE,I$5*COS($B280*PI()/180),-100)","v":-100},{"$f":"IF(Calculator!$F$33=TRUE,I$5*SIN($B280*PI()/180),-100)","v":-100},{"$f":"IF(Calculator!$F$33=TRUE,K$5*COS($B280*PI()/180),-100)","v":-100},{"$f":"IF(Calculator!$F$33=TRUE,K$5*SIN($B280*PI()/180),-100)","v":-100}]
[null,275,{"$f":"IF(Calculator!$F$33=TRUE,C$5*COS($B281*PI()/180),-100)","v":-100},{"$f":"IF(Calculator!$F$33=TRUE,C$5*SIN($B281*PI()/180),-100)","v":-100},{"$f":"IF(Calculator!$F$33=TRUE,E$5*COS($B281*PI()/180),-100)","v":-100},{"$f":"IF(Calculator!$F$33=TRUE,E$5*SIN($B281*PI()/180),-100)","v":-100},8.7155742747657888E-2,-0.99619469809174555,{"$f":"IF(Calculator!$F$33=TRUE,I$5*COS($B281*PI()/180),-100)","v":-100},{"$f":"IF(Calculator!$F$33=TRUE,I$5*SIN($B281*PI()/180),-100)","v":-100},{"$f":"IF(Calculator!$F$33=TRUE,K$5*COS($B281*PI()/180),-100)","v":-100},{"$f":"IF(Calculator!$F$33=TRUE,K$5*SIN($B281*PI()/180),-100)","v":-100}]
[null,276,{"$f":"IF(Calculator!$F$33=TRUE,C$5*COS($B282*PI()/180),-100)","v":-100},{"$f":"IF(Calculator!$F$33=TRUE,C$5*SIN($B282*PI()/180),-100)","v":-100},{"$f":"IF(Calculator!$F$33=TRUE,E$5*COS($B282*PI()/180),-100)","v":-100},{"$f":"IF(Calculator!$F$33=TRUE,E$5*SIN($B282*PI()/180),-100)","v":-100},0.10452846326765299,-0.9945218953682734,{"$f":"IF(Calculator!$F$33=TRUE,I$5*COS($B282*PI()/180),-100)","v":-100},{"$f":"IF(Calculator!$F$33=TRUE,I$5*SIN($B282*PI()/180),-100)","v":-100},{"$f":"IF(Calculator!$F$33=TRUE,K$5*COS($B282*PI()/180),-100)","v":-100},{"$f":"IF(Calculator!$F$33=TRUE,K$5*SIN($B282*PI()/180),-100)","v":-100}]
[null,277,{"$f":"IF(Calculator!$F$33=TRUE,C$5*COS($B283*PI()/180),-100)","v":-100},{"$f":"IF(Calculator!$F$33=TRUE,C$5*SIN($B283*PI()/180),-100)","v":-100},{"$f":"IF(Calculator!$F$33=TRUE,E$5*COS($B283*PI()/180),-100)","v":-100},{"$f":"IF(Calculator!$F$33=TRUE,E$5*SIN($B283*PI()/180),-100)","v":-100},0.12186934340514768,-0.99254615164132198,{"$f":"IF(Calculator!$F$33=TRUE,I$5*COS($B283*PI()/180),-100)","v":-100},{"$f":"IF(Calculator!$F$33=TRUE,I$5*SIN($B283*PI()/180),-100)","v":-100},{"$f":"IF(Calculator!$F$33=TRUE,K$5*COS($B283*PI()/180),-100)","v":-100},{"$f":"IF(Calculator!$F$33=TRUE,K$5*SIN($B283*PI()/180),-100)","v":-100}]
[null,278,{"$f":"IF(Calculator!$F$33=TRUE,C$5*COS($B284*PI()/180),-100)","v":-100},{"$f":"IF(Calculator!$F$33=TRUE,C$5*SIN($B284*PI()/180),-100)","v":-100},{"$f":"IF(Calculator!$F$33=TRUE,E$5*COS($B284*PI()/180),-100)","v":-100},{"$f":"IF(Calculator!$F$33=TRUE,E$5*SIN($B284*PI()/180),-100)","v":-100},0.13917310096006547,-0.99026806874157036,{"$f":"IF(Calculator!$F$33=TRUE,I$5*COS($B284*PI()/180),-100)","v":-100},{"$f":"IF(Calculator!$F$33=TRUE,I$5*SIN($B284*PI()/180),-100)","v":-100},{"$f":"IF(Calculator!$F$33=TRUE,K$5*COS($B284*PI()/180),-100)","v":-100},{"$f":"IF(Calculator!$F$33=TRUE,K$5*SIN($B284*PI()/180),-100)","v":-100}]
[null,279,{"$f":"IF(Calculator!$F$33=TRUE,C$5*COS($B285*PI()/180),-100)","v":-100},{"$f":"IF(Calculator!$F$33=TRUE,C$5*SIN($B285*PI()/180),-100)","v":-100},{"$f":"IF(Calculator!$F$33=TRUE,E$5*COS($B285*PI()/180),-100)","v":-100},{"$f":"IF(Calculator!$F$33=TRUE,E$5*SIN($B285*PI()/180),-100)","v":-100},0.15643446504023067,-0.98768834059513777,{"$f":"IF(Calculator!$F$33=TRUE,I$5*COS($B285*PI()/180),-100)","v":-100},{"$f":"IF(Calculator!$F$33=TRUE,I$5*SIN($B285*PI()/180),-100)","v":-100},{"$f":"IF(Calculator!$F$33=TRUE,K$5*COS($B285*PI()/180),-100)","v":-100},{"$f":"IF(Calculator!$F$33=TRUE,K$5*SIN($B285*PI()/180),-100)","v":-100}]
[null,280,{"$f":"IF(Calculator!$F$33=TRUE,C$5*COS($B286*PI()/180),-100)","v":-100},{"$f":"IF(Calculator!$F$33=TRUE,C$5*SIN($B286*PI()/180),-100)","v":-100},{"$f":"IF(Calculator!$F$33=TRUE,E$5*COS($B286*PI()/180),-100)","v":-100},{"$f":"IF(Calculator!$F$33=TRUE,E$5*SIN($B286*PI()/180),-100)","v":-100},0.17364817766692997,-0.98480775301220813,{"$f":"IF(Calculator!$F$33=TRUE,I$5*COS($B286*PI()/180),-100)","v":-100},{"$f":"IF(Calculator!$F$33=TRUE,I$5*SIN($B286*PI()/180),-100)","v":-100},{"$f":"IF(Calculator!$F$33=TRUE,K$5*COS($B286*PI()/180),-100)","v":-100},{"$f":"IF(Calculator!$F$33=TRUE,K$5*SIN($B286*PI()/180),-100)","v":-100}]
[null,281,{"$f":"IF(Calculator!$F$33=TRUE,C$5*COS($B287*PI()/180),-100)","v":-100},{"$f":"IF(Calculator!$F$33=TRUE,C$5*SIN($B287*PI()/180),-100)","v":-100},{"$f":"IF(Calculator!$F$33=TRUE,E$5*COS($B287*PI()/180),-100)","v":-100},{"$f":"IF(Calculator!$F$33=TRUE,E$5*SIN($B287*PI()/180),-100)","v":-100},0.19080899537654425,-0.98162718344766409,{"$f":"IF(Calculator!$F$33=TRUE,I$5*COS($B287*PI()/180),-100)","v":-100},{"$f":"IF(Calculator!$F$33=TRUE,I$5*SIN($B287*PI()/180),-100)","v":-100},{"$f":"IF(Calculator!$F$33=TRUE,K$5*COS($B287*PI()/180),-100)","v":-100},{"$f":"IF(Calculator!$F$33=TRUE,K$5*SIN($B287*PI()/180),-100)","v":-100}]
[null,282,{"$f":"IF(Calculator!$F$33=TRUE,C$5*COS($B288*PI()/180),-100)","v":-100},{"$f":"IF(Calculator!$F$33=TRUE,C$5*SIN($B288*PI()/180),-100)","v":-100},{"$f":"IF(Calculator!$F$33=TRUE,E$5*COS($B288*PI()/180),-100)","v":-100},{"$f":"IF(Calculator!$F$33=TRUE,E$5*SIN($B288*PI()/180),-100)","v":-100},0.20791169081775857,-0.9781476007338058,{"$f":"IF(Calculator!$F$33=TRUE,I$5*COS($B288*PI()/180),-100)","v":-100},{"$f":"IF(Calculator!$F$33=TRUE,I$5*SIN($B288*PI()/180),-100)","v":-100},{"$f":"IF(Calculator!$F$33=TRUE,K$5*COS($B288*PI()/180),-100)","v":-100},{"$f":"IF(Calculator!$F$33=TRUE,K$5*SIN($B288*PI()/180),-100)","v":-100}]
[null,283,{"$f":"IF(Calculator!$F$33=TRUE,C$5*COS($B289*PI()/180),-100)","v":-100},{"$f":"IF(Calculator!$F$33=TRUE,C$5*SIN($B289*PI()/180),-100)","v":-100},{"$f":"IF(Calculator!$F$33=TRUE,E$5*COS($B289*PI()/180),-100)","v":-100},{"$f":"IF(Calculator!$F$33=TRUE,E$5*SIN($B289*PI()/180),-100)","v":-100},0.22495105434386492,-0.97437006478523525,{"$f":"IF(Calculator!$F$33=TRUE,I$5*COS($B289*PI()/180),-100)","v":-100},{"$f":"IF(Calculator!$F$33=TRUE,I$5*SIN($B289*PI()/180),-100)","v":-100},{"$f":"IF(Calculator!$F$33=TRUE,K$5*COS($B289*PI()/180),-100)","v":-100},{"$f":"IF(Calculator!$F$33=TRUE,K$5*SIN($B289*PI()/180),-100)","v":-100}]
[null,284,{"$f":"IF(Calculator!$F$33=TRUE,C$5*COS($B290*PI()/180),-100)","v":-100},{"$f":"IF(Calculator!$F$33=TRUE,C$5*SIN($B290*PI()/180),-100)","v":-100},{"$f":"IF(Calculator!$F$33=TRUE,E$5*COS($B290*PI()/180),-100)","v":-100},{"$f":"IF(Calculator!$F$33=TRUE,E$5*SIN($B290*PI()/180),-100)","v":-100},0.24192189559966745,-0.97029572627599658,{"$f":"IF(Calculator!$F$33=TRUE,I$5*COS($B290*PI()/180),-100)","v":-100},{"$f":"IF(Calculator!$F$33=TRUE,I$5*SIN($B290*PI()/180),-100)","v":-100},{"$f":"IF(Calculator!$F$33=TRUE,K$5*COS($B290*PI()/180),-100)","v":-100},{"$f":"IF(Calculator!$F$33=TRUE,K$5*SIN($B290*PI()/180),-100)","v":-100}]
[null,285,{"$f":"IF(Calculator!$F$33=TRUE,C$5*COS($B291*PI()/180),-100)","v":-100},{"$f":"IF(Calculator!$F$33=TRUE,C$5*SIN($B291*PI()/180),-100)","v":-100},{"$f":"IF(Calculator!$F$33=TRUE,E$5*COS($B291*PI()/180),-100)","v":-100},{"$f":"IF(Calculator!$F$33=TRUE,E$5*SIN($B291*PI()/180),-100)","v":-100},0.25881904510252113,-0.9659258262890682,{"$f":"IF(Calculator!$F$33=TRUE,I$5*COS($B291*PI()/180),-100)","v":-100},{"$f":"IF(Calculator!$F$33=TRUE,I$5*SIN($B291*PI()/180),-100)","v":-100},{"$f":"IF(Calculator!$F$33=TRUE,K$5*COS($B291*PI()/180),-100)","v":-100},{"$f":"IF(Calculator!$F$33=TRUE,K$5*SIN($B291*PI()/180),-100)","v":-100}]
[null,286,{"$f":"IF(Calculator!$F$33=TRUE,C$5*COS($B292*PI()/180),-100)","v":-100},{"$f":"IF(Calculator!$F$33=TRUE,C$5*SIN($B292*PI()/180),-100)","v":-100},{"$f":"IF(Calculator!$F$33=TRUE,E$5*COS($B292*PI()/180),-100)","v":-100},{"$f":"IF(Calculator!$F$33=TRUE,E$5*SIN($B292*PI()/180),-100)","v":-100},0.27563735581699939,-0.96126169593831878,{"$f":"IF(Calculator!$F$33=TRUE,I$5*COS($B292*PI()/180),-100)","v":-100},{"$f":"IF(Calculator!$F$33=TRUE,I$5*SIN($B292*PI()/180),-100)","v":-100},{"$f":"IF(Calculator!$F$33=TRUE,K$5*COS($B292*PI()/180),-100)","v":-100},{"$f":"IF(Calculator!$F$33=TRUE,K$5*SIN($B292*PI()/180),-100)","v":-100}]
[null,287,{"$f":"IF(Calculator!$F$33=TRUE,C$5*COS($B293*PI()/180),-100)","v":-100},{"$f":"IF(Calculator!$F$33=TRUE,C$5*SIN($B293*PI()/180),-100)","v":-100},{"$f":"IF(Calculator!$F$33=TRUE,E$5*COS($B293*PI()/180),-100)","v":-100},{"$f":"IF(Calculator!$F$33=TRUE,E$5*SIN($B293*PI()/180),-100)","v":-100},0.29237170472273671,-0.95630475596303544,{"$f":"IF(Calculator!$F$33=TRUE,I$5*COS($B293*PI()/180),-100)","v":-100},{"$f":"IF(Calculator!$F$33=TRUE,I$5*SIN($B293*PI()/180),-100)","v":-100},{"$f":"IF(Calculator!$F$33=TRUE,K$5*COS($B293*PI()/180),-100)","v":-100},{"$f":"IF(Calculator!$F$33=TRUE,K$5*SIN($B293*PI()/180),-100)","v":-100}]
[null,288,{"$f":"IF(Calculator!$F$33=TRUE,C$5*COS($B294*PI()/180),-100)","v":-100},{"$f":"IF(Calculator!$F$33=TRUE,C$5*SIN($B294*PI()/180),-100)","v":-100},{"$f":"IF(Calculator!$F$33=TRUE,E$5*COS($B294*PI()/180),-100)","v":-100},{"$f":"IF(Calculator!$F$33=TRUE,E$5*SIN($B294*PI()/180),-100)","v":-100},0.30901699437494723,-0.95105651629515364,{"$f":"IF(Calculator!$F$33=TRUE,I$5*COS($B294*PI()/180),-100)","v":-100},{"$f":"IF(Calculator!$F$33=TRUE,I$5*SIN($B294*PI()/180),-100)","v":-100},{"$f":"IF(Calculator!$F$33=TRUE,K$5*COS($B294*PI()/180),-100)","v":-100},{"$f":"IF(Calculator!$F$33=TRUE,K$5*SIN($B294*PI()/180),-100)","v":-100}]
[null,289,{"$f":"IF(Calculator!$F$33=TRUE,C$5*COS($B295*PI()/180),-100)","v":-100},{"$f":"IF(Calculator!$F$33=TRUE,C$5*SIN($B295*PI()/180),-100)","v":-100},{"$f":"IF(Calculator!$F$33=TRUE,E$5*COS($B295*PI()/180),-100)","v":-100},{"$f":"IF(Calculator!$F$33=TRUE,E$5*SIN($B295*PI()/180),-100)","v":-100},0.32556815445715631,-0.94551857559931696,{"$f":"IF(Calculator!$F$33=TRUE,I$5*COS($B295*PI()/180),-100)","v":-100},{"$f":"IF(Calculator!$F$33=TRUE,I$5*SIN($B295*PI()/180),-100)","v":-100},{"$f":"IF(Calculator!$F$33=TRUE,K$5*COS($B295*PI()/180),-100)","v":-100},{"$f":"IF(Calculator!$F$33=TRUE,K$5*SIN($B295*PI()/180),-100)","v":-100}]
[null,290,{"$f":"IF(Calculator!$F$33=TRUE,C$5*COS($B296*PI()/180),-100)","v":-100},{"$f":"IF(Calculator!$F$33=TRUE,C$5*SIN($B296*PI()/180),-100)","v":-100},{"$f":"IF(Calculator!$F$33=TRUE,E$5*COS($B296*PI()/180),-100)","v":-100},{"$f":"IF(Calculator!$F$33=TRUE,E$5*SIN($B296*PI()/180),-100)","v":-100},0.34202014332566816,-0.93969262078590854,{"$f":"IF(Calculator!$F$33=TRUE,I$5*COS($B296*PI()/180),-100)","v":-100},{"$f":"IF(Calculator!$F$33=TRUE,I$5*SIN($B296*PI()/180),-100)","v":-100},{"$f":"IF(Calculator!$F$33=TRUE,K$5*COS($B296*PI()/180),-100)","v":-100},{"$f":"IF(Calculator!$F$33=TRUE,K$5*SIN($B296*PI()/180),-100)","v":-100}]
[null,291,{"$f":"IF(Calculator!$F$33=TRUE,C$5*COS($B297*PI()/180),-100)","v":-100},{"$f":"IF(Calculator!$F$33=TRUE,C$5*SIN($B297*PI()/180),-100)","v":-100},{"$f":"IF(Calculator!$F$33=TRUE,E$5*COS($B297*PI()/180),-100)","v":-100},{"$f":"IF(Calculator!$F$33=TRUE,E$5*SIN($B297*PI()/180),-100)","v":-100},0.35836794954529955,-0.93358042649720208,{"$f":"IF(Calculator!$F$33=TRUE,I$5*COS($B297*PI()/180),-100)","v":-100},{"$f":"IF(Calculator!$F$33=TRUE,I$5*SIN($B297*PI()/180),-100)","v":-100},{"$f":"IF(Calculator!$F$33=TRUE,K$5*COS($B297*PI()/180),-100)","v":-100},{"$f":"IF(Calculator!$F$33=TRUE,K$5*SIN($B297*PI()/180),-100)","v":-100}]
[null,292,{"$f":"IF(Calculator!$F$33=TRUE,C$5*COS($B298*PI()/180),-100)","v":-100},{"$f":"IF(Calculator!$F$33=TRUE,C$5*SIN($B298*PI()/180),-100)","v":-100},{"$f":"IF(Calculator!$F$33=TRUE,E$5*COS($B298*PI()/180),-100)","v":-100},{"$f":"IF(Calculator!$F$33=TRUE,E$5*SIN($B298*PI()/180),-100)","v":-100},0.37460659341591196,-0.92718385456678742,{"$f":"IF(Calculator!$F$33=TRUE,I$5*COS($B298*PI()/180),-100)","v":-100},{"$f":"IF(Calculator!$F$33=TRUE,I$5*SIN($B298*PI()/180),-100)","v":-100},{"$f":"IF(Calculator!$F$33=TRUE,K$5*COS($B298*PI()/180),-100)","v":-100},{"$f":"IF(Calculator!$F$33=TRUE,K$5*SIN($B298*PI()/180),-100)","v":-100}]
[null,293,{"$f":"IF(Calculator!$F$33=TRUE,C$5*COS($B299*PI()/180),-100)","v":-100},{"$f":"IF(Calculator!$F$33=TRUE,C$5*SIN($B299*PI()/180),-100)","v":-100},{"$f":"IF(Calculator!$F$33=TRUE,E$5*COS($B299*PI()/180),-100)","v":-100},{"$f":"IF(Calculator!$F$33=TRUE,E$5*SIN($B299*PI()/180),-100)","v":-100},0.39073112848927349,-0.92050485345244049,{"$f":"IF(Calculator!$F$33=TRUE,I$5*COS($B299*PI()/180),-100)","v":-100},{"$f":"IF(Calculator!$F$33=TRUE,I$5*SIN($B299*PI()/180),-100)","v":-100},{"$f":"IF(Calculator!$F$33=TRUE,K$5*COS($B299*PI()/180),-100)","v":-100},{"$f":"IF(Calculator!$F$33=TRUE,K$5*SIN($B299*PI()/180),-100)","v":-100}]
[null,294,{"$f":"IF(Calculator!$F$33=TRUE,C$5*COS($B300*PI()/180),-100)","v":-100},{"$f":"IF(Calculator!$F$33=TRUE,C$5*SIN($B300*PI()/180),-100)","v":-100},{"$f":"IF(Calculator!$F$33=TRUE,E$5*COS($B300*PI()/180),-100)","v":-100},{"$f":"IF(Calculator!$F$33=TRUE,E$5*SIN($B300*PI()/180),-100)","v":-100},0.40673664307580054,-0.91354545764260076,{"$f":"IF(Calculator!$F$33=TRUE,I$5*COS($B300*PI()/180),-100)","v":-100},{"$f":"IF(Calculator!$F$33=TRUE,I$5*SIN($B300*PI()/180),-100)","v":-100},{"$f":"IF(Calculator!$F$33=TRUE,K$5*COS($B300*PI()/180),-100)","v":-100},{"$f":"IF(Calculator!$F$33=TRUE,K$5*SIN($B300*PI()/180),-100)","v":-100}]
[null,295,{"$f":"IF(Calculator!$F$33=TRUE,C$5*COS($B301*PI()/180),-100)","v":-100},{"$f":"IF(Calculator!$F$33=TRUE,C$5*SIN($B301*PI()/180),-100)","v":-100},{"$f":"IF(Calculator!$F$33=TRUE,E$5*COS($B301*PI()/180),-100)","v":-100},{"$f":"IF(Calculator!$F$33=TRUE,E$5*SIN($B301*PI()/180),-100)","v":-100},0.42261826174069961,-0.90630778703664994,{"$f":"IF(Calculator!$F$33=TRUE,I$5*COS($B301*PI()/180),-100)","v":-100},{"$f":"IF(Calculator!$F$33=TRUE,I$5*SIN($B301*PI()/180),-100)","v":-100},{"$f":"IF(Calculator!$F$33=TRUE,K$5*COS($B301*PI()/180),-100)","v":-100},{"$f":"IF(Calculator!$F$33=TRUE,K$5*SIN($B301*PI()/180),-100)","v":-100}]
[null,296,{"$f":"IF(Calculator!$F$33=TRUE,C$5*COS($B302*PI()/180),-100)","v":-100},{"$f":"IF(Calculator!$F$33=TRUE,C$5*SIN($B302*PI()/180),-100)","v":-100},{"$f":"IF(Calculator!$F$33=TRUE,E$5*COS($B302*PI()/180),-100)","v":-100},{"$f":"IF(Calculator!$F$33=TRUE,E$5*SIN($B302*PI()/180),-100)","v":-100},0.4383711467890774,-0.89879404629916704,{"$f":"IF(Calculator!$F$33=TRUE,I$5*COS($B302*PI()/180),-100)","v":-100},{"$f":"IF(Calculator!$F$33=TRUE,I$5*SIN($B302*PI()/180),-100)","v":-100},{"$f":"IF(Calculator!$F$33=TRUE,K$5*COS($B302*PI()/180),-100)","v":-100},{"$f":"IF(Calculator!$F$33=TRUE,K$5*SIN($B302*PI()/180),-100)","v":-100}]
[null,297,{"$f":"IF(Calculator!$F$33=TRUE,C$5*COS($B303*PI()/180),-100)","v":-100},{"$f":"IF(Calculator!$F$33=TRUE,C$5*SIN($B303*PI()/180),-100)","v":-100},{"$f":"IF(Calculator!$F$33=TRUE,E$5*COS($B303*PI()/180),-100)","v":-100},{"$f":"IF(Calculator!$F$33=TRUE,E$5*SIN($B303*PI()/180),-100)","v":-100},0.45399049973954664,-0.8910065241883679,{"$f":"IF(Calculator!$F$33=TRUE,I$5*COS($B303*PI()/180),-100)","v":-100},{"$f":"IF(Calculator!$F$33=TRUE,I$5*SIN($B303*PI()/180),-100)","v":-100},{"$f":"IF(Calculator!$F$33=TRUE,K$5*COS($B303*PI()/180),-100)","v":-100},{"$f":"IF(Calculator!$F$33=TRUE,K$5*SIN($B303*PI()/180),-100)","v":-100}]
[null,298,{"$f":"IF(Calculator!$F$33=TRUE,C$5*COS($B304*PI()/180),-100)","v":-100},{"$f":"IF(Calculator!$F$33=TRUE,C$5*SIN($B304*PI()/180),-100)","v":-100},{"$f":"IF(Calculator!$F$33=TRUE,E$5*COS($B304*PI()/180),-100)","v":-100},{"$f":"IF(Calculator!$F$33=TRUE,E$5*SIN($B304*PI()/180),-100)","v":-100},0.46947156278589042,-0.8829475928589271,{"$f":"IF(Calculator!$F$33=TRUE,I$5*COS($B304*PI()/180),-100)","v":-100},{"$f":"IF(Calculator!$F$33=TRUE,I$5*SIN($B304*PI()/180),-100)","v":-100},{"$f":"IF(Calculator!$F$33=TRUE,K$5*COS($B304*PI()/180),-100)","v":-100},{"$f":"IF(Calculator!$F$33=TRUE,K$5*SIN($B304*PI()/180),-100)","v":-100}]
[null,299,{"$f":"IF(Calculator!$F$33=TRUE,C$5*COS($B305*PI()/180),-100)","v":-100},{"$f":"IF(Calculator!$F$33=TRUE,C$5*SIN($B305*PI()/180),-100)","v":-100},{"$f":"IF(Calculator!$F$33=TRUE,E$5*COS($B305*PI()/180),-100)","v":-100},{"$f":"IF(Calculator!$F$33=TRUE,E$5*SIN($B305*PI()/180),-100)","v":-100},0.4848096202463365,-0.87461970713939607,{"$f":"IF(Calculator!$F$33=TRUE,I$5*COS($B305*PI()/180),-100)","v":-100},{"$f":"IF(Calculator!$F$33=TRUE,I$5*SIN($B305*PI()/180),-100)","v":-100},{"$f":"IF(Calculator!$F$33=TRUE,K$5*COS($B305*PI()/180),-100)","v":-100},{"$f":"IF(Calculator!$F$33=TRUE,K$5*SIN($B305*PI()/180),-100)","v":-100}]
[null,300,{"$f":"IF(Calculator!$F$33=TRUE,C$5*COS($B306*PI()/180),-100)","v":-100},{"$f":"IF(Calculator!$F$33=TRUE,C$5*SIN($B306*PI()/180),-100)","v":-100},{"$f":"IF(Calculator!$F$33=TRUE,E$5*COS($B306*PI()/180),-100)","v":-100},{"$f":"IF(Calculator!$F$33=TRUE,E$5*SIN($B306*PI()/180),-100)","v":-100},0.50000000000000011,-0.8660254037844386,{"$f":"IF(Calculator!$F$33=TRUE,I$5*COS($B306*PI()/180),-100)","v":-100},{"$f":"IF(Calculator!$F$33=TRUE,I$5*SIN($B306*PI()/180),-100)","v":-100},{"$f":"IF(Calculator!$F$33=TRUE,K$5*COS($B306*PI()/180),-100)","v":-100},{"$f":"IF(Calculator!$F$33=TRUE,K$5*SIN($B306*PI()/180),-100)","v":-100}]
[null,301,{"$f":"IF(Calculator!$F$33=TRUE,C$5*COS($B307*PI()/180),-100)","v":-100},{"$f":"IF(Calculator!$F$33=TRUE,C$5*SIN($B307*PI()/180),-100)","v":-100},{"$f":"IF(Calculator!$F$33=TRUE,E$5*COS($B307*PI()/180),-100)","v":-100},{"$f":"IF(Calculator!$F$33=TRUE,E$5*SIN($B307*PI()/180),-100)","v":-100},0.51503807491005416,-0.85716730070211233,{"$f":"IF(Calculator!$F$33=TRUE,I$5*COS($B307*PI()/180),-100)","v":-100},{"$f":"IF(Calculator!$F$33=TRUE,I$5*SIN($B307*PI()/180),-100)","v":-100},{"$f":"IF(Calculator!$F$33=TRUE,K$5*COS($B307*PI()/180),-100)","v":-100},{"$f":"IF(Calculator!$F$33=TRUE,K$5*SIN($B307*PI()/180),-100)","v":-100}]
[null,302,{"$f":"IF(Calculator!$F$33=TRUE,C$5*COS($B308*PI()/180),-100)","v":-100},{"$f":"IF(Calculator!$F$33=TRUE,C$5*SIN($B308*PI()/180),-100)","v":-100},{"$f":"IF(Calculator!$F$33=TRUE,E$5*COS($B308*PI()/180),-100)","v":-100},{"$f":"IF(Calculator!$F$33=TRUE,E$5*SIN($B308*PI()/180),-100)","v":-100},0.52991926423320468,-0.84804809615642618,{"$f":"IF(Calculator!$F$33=TRUE,I$5*COS($B308*PI()/180),-100)","v":-100},{"$f":"IF(Calculator!$F$33=TRUE,I$5*SIN($B308*PI()/180),-100)","v":-100},{"$f":"IF(Calculator!$F$33=TRUE,K$5*COS($B308*PI()/180),-100)","v":-100},{"$f":"IF(Calculator!$F$33=TRUE,K$5*SIN($B308*PI()/180),-100)","v":-100}]
[null,303,{"$f":"IF(Calculator!$F$33=TRUE,C$5*COS($B309*PI()/180),-100)","v":-100},{"$f":"IF(Calculator!$F$33=TRUE,C$5*SIN($B309*PI()/180),-100)","v":-100},{"$f":"IF(Calculator!$F$33=TRUE,E$5*COS($B309*PI()/180),-100)","v":-100},{"$f":"IF(Calculator!$F$33=TRUE,E$5*SIN($B309*PI()/180),-100)","v":-100},0.54463903501502664,-0.83867056794542427,{"$f":"IF(Calculator!$F$33=TRUE,I$5*COS($B309*PI()/180),-100)","v":-100},{"$f":"IF(Calculator!$F$33=TRUE,I$5*SIN($B309*PI()/180),-100)","v":-100},{"$f":"IF(Calculator!$F$33=TRUE,K$5*COS($B309*PI()/180),-100)","v":-100},{"$f":"IF(Calculator!$F$33=TRUE,K$5*SIN($B309*PI()/180),-100)","v":-100}]
[null,304,{"$f":"IF(Calculator!$F$33=TRUE,C$5*COS($B310*PI()/180),-100)","v":-100},{"$f":"IF(Calculator!$F$33=TRUE,C$5*SIN($B310*PI()/180),-100)","v":-100},{"$f":"IF(Calculator!$F$33=TRUE,E$5*COS($B310*PI()/180),-100)","v":-100},{"$f":"IF(Calculator!$F$33=TRUE,E$5*SIN($B310*PI()/180),-100)","v":-100},0.55919290347074624,-0.82903757255504207,{"$f":"IF(Calculator!$F$33=TRUE,I$5*COS($B310*PI()/180),-100)","v":-100},{"$f":"IF(Calculator!$F$33=TRUE,I$5*SIN($B310*PI()/180),-100)","v":-100},{"$f":"IF(Calculator!$F$33=TRUE,K$5*COS($B310*PI()/180),-100)","v":-100},{"$f":"IF(Calculator!$F$33=TRUE,K$5*SIN($B310*PI()/180),-100)","v":-100}]
[null,305,{"$f":"IF(Calculator!$F$33=TRUE,C$5*COS($B311*PI()/180),-100)","v":-100},{"$f":"IF(Calculator!$F$33=TRUE,C$5*SIN($B311*PI()/180),-100)","v":-100},{"$f":"IF(Calculator!$F$33=TRUE,E$5*COS($B311*PI()/180),-100)","v":-100},{"$f":"IF(Calculator!$F$33=TRUE,E$5*SIN($B311*PI()/180),-100)","v":-100},0.57357643635104605,-0.8191520442889918,{"$f":"IF(Calculator!$F$33=TRUE,I$5*COS($B311*PI()/180),-100)","v":-100},{"$f":"IF(Calculator!$F$33=TRUE,I$5*SIN($B311*PI()/180),-100)","v":-100},{"$f":"IF(Calculator!$F$33=TRUE,K$5*COS($B311*PI()/180),-100)","v":-100},{"$f":"IF(Calculator!$F$33=TRUE,K$5*SIN($B311*PI()/180),-100)","v":-100}]
[null,306,{"$f":"IF(Calculator!$F$33=TRUE,C$5*COS($B312*PI()/180),-100)","v":-100},{"$f":"IF(Calculator!$F$33=TRUE,C$5*SIN($B312*PI()/180),-100)","v":-100},{"$f":"IF(Calculator!$F$33=TRUE,E$5*COS($B312*PI()/180),-100)","v":-100},{"$f":"IF(Calculator!$F$33=TRUE,E$5*SIN($B312*PI()/180),-100)","v":-100},0.58778525229247292,-0.80901699437494756,{"$f":"IF(Calculator!$F$33=TRUE,I$5*COS($B312*PI()/180),-100)","v":-100},{"$f":"IF(Calculator!$F$33=TRUE,I$5*SIN($B312*PI()/180),-100)","v":-100},{"$f":"IF(Calculator!$F$33=TRUE,K$5*COS($B312*PI()/180),-100)","v":-100},{"$f":"IF(Calculator!$F$33=TRUE,K$5*SIN($B312*PI()/180),-100)","v":-100}]
[null,307,{"$f":"IF(Calculator!$F$33=TRUE,C$5*COS($B313*PI()/180),-100)","v":-100},{"$f":"IF(Calculator!$F$33=TRUE,C$5*SIN($B313*PI()/180),-100)","v":-100},{"$f":"IF(Calculator!$F$33=TRUE,E$5*COS($B313*PI()/180),-100)","v":-100},{"$f":"IF(Calculator!$F$33=TRUE,E$5*SIN($B313*PI()/180),-100)","v":-100},0.60181502315204793,-0.79863551004729305,{"$f":"IF(Calculator!$F$33=TRUE,I$5*COS($B313*PI()/180),-100)","v":-100},{"$f":"IF(Calculator!$F$33=TRUE,I$5*SIN($B313*PI()/180),-100)","v":-100},{"$f":"IF(Calculator!$F$33=TRUE,K$5*COS($B313*PI()/180),-100)","v":-100},{"$f":"IF(Calculator!$F$33=TRUE,K$5*SIN($B313*PI()/180),-100)","v":-100}]
[null,308,{"$f":"IF(Calculator!$F$33=TRUE,C$5*COS($B314*PI()/180),-100)","v":-100},{"$f":"IF(Calculator!$F$33=TRUE,C$5*SIN($B314*PI()/180),-100)","v":-100},{"$f":"IF(Calculator!$F$33=TRUE,E$5*COS($B314*PI()/180),-100)","v":-100},{"$f":"IF(Calculator!$F$33=TRUE,E$5*SIN($B314*PI()/180),-100)","v":-100},0.61566147532565851,-0.78801075360672179,{"$f":"IF(Calculator!$F$33=TRUE,I$5*COS($B314*PI()/180),-100)","v":-100},{"$f":"IF(Calculator!$F$33=TRUE,I$5*SIN($B314*PI()/180),-100)","v":-100},{"$f":"IF(Calculator!$F$33=TRUE,K$5*COS($B314*PI()/180),-100)","v":-100},{"$f":"IF(Calculator!$F$33=TRUE,K$5*SIN($B314*PI()/180),-100)","v":-100}]
[null,309,{"$f":"IF(Calculator!$F$33=TRUE,C$5*COS($B315*PI()/180),-100)","v":-100},{"$f":"IF(Calculator!$F$33=TRUE,C$5*SIN($B315*PI()/180),-100)","v":-100},{"$f":"IF(Calculator!$F$33=TRUE,E$5*COS($B315*PI()/180),-100)","v":-100},{"$f":"IF(Calculator!$F$33=TRUE,E$5*SIN($B315*PI()/180),-100)","v":-100},0.6293203910498375,-0.77714596145697079,{"$f":"IF(Calculator!$F$33=TRUE,I$5*COS($B315*PI()/180),-100)","v":-100},{"$f":"IF(Calculator!$F$33=TRUE,I$5*SIN($B315*PI()/180),-100)","v":-100},{"$f":"IF(Calculator!$F$33=TRUE,K$5*COS($B315*PI()/180),-100)","v":-100},{"$f":"IF(Calculator!$F$33=TRUE,K$5*SIN($B315*PI()/180),-100)","v":-100}]
[null,310,{"$f":"IF(Calculator!$F$33=TRUE,C$5*COS($B316*PI()/180),-100)","v":-100},{"$f":"IF(Calculator!$F$33=TRUE,C$5*SIN($B316*PI()/180),-100)","v":-100},{"$f":"IF(Calculator!$F$33=TRUE,E$5*COS($B316*PI()/180),-100)","v":-100},{"$f":"IF(Calculator!$F$33=TRUE,E$5*SIN($B316*PI()/180),-100)","v":-100},0.64278760968653925,-0.76604444311897812,{"$f":"IF(Calculator!$F$33=TRUE,I$5*COS($B316*PI()/180),-100)","v":-100},{"$f":"IF(Calculator!$F$33=TRUE,I$5*SIN($B316*PI()/180),-100)","v":-100},{"$f":"IF(Calculator!$F$33=TRUE,K$5*COS($B316*PI()/180),-100)","v":-100},{"$f":"IF(Calculator!$F$33=TRUE,K$5*SIN($B316*PI()/180),-100)","v":-100}]
[null,311,{"$f":"IF(Calculator!$F$33=TRUE,C$5*COS($B317*PI()/180),-100)","v":-100},{"$f":"IF(Calculator!$F$33=TRUE,C$5*SIN($B317*PI()/180),-100)","v":-100},{"$f":"IF(Calculator!$F$33=TRUE,E$5*COS($B317*PI()/180),-100)","v":-100},{"$f":"IF(Calculator!$F$33=TRUE,E$5*SIN($B317*PI()/180),-100)","v":-100},0.65605902899050705,-0.75470958022277224,{"$f":"IF(Calculator!$F$33=TRUE,I$5*COS($B317*PI()/180),-100)","v":-100},{"$f":"IF(Calculator!$F$33=TRUE,I$5*SIN($B317*PI()/180),-100)","v":-100},{"$f":"IF(Calculator!$F$33=TRUE,K$5*COS($B317*PI()/180),-100)","v":-100},{"$f":"IF(Calculator!$F$33=TRUE,K$5*SIN($B317*PI()/180),-100)","v":-100}]
[null,312,{"$f":"IF(Calculator!$F$33=TRUE,C$5*COS($B318*PI()/180),-100)","v":-100},{"$f":"IF(Calculator!$F$33=TRUE,C$5*SIN($B318*PI()/180),-100)","v":-100},{"$f":"IF(Calculator!$F$33=TRUE,E$5*COS($B318*PI()/180),-100)","v":-100},{"$f":"IF(Calculator!$F$33=TRUE,E$5*SIN($B318*PI()/180),-100)","v":-100},0.66913060635885779,-0.74314482547739458,{"$f":"IF(Calculator!$F$33=TRUE,I$5*COS($B318*PI()/180),-100)","v":-100},{"$f":"IF(Calculator!$F$33=TRUE,I$5*SIN($B318*PI()/180),-100)","v":-100},{"$f":"IF(Calculator!$F$33=TRUE,K$5*COS($B318*PI()/180),-100)","v":-100},{"$f":"IF(Calculator!$F$33=TRUE,K$5*SIN($B318*PI()/180),-100)","v":-100}]
[null,313,{"$f":"IF(Calculator!$F$33=TRUE,C$5*COS($B319*PI()/180),-100)","v":-100},{"$f":"IF(Calculator!$F$33=TRUE,C$5*SIN($B319*PI()/180),-100)","v":-100},{"$f":"IF(Calculator!$F$33=TRUE,E$5*COS($B319*PI()/180),-100)","v":-100},{"$f":"IF(Calculator!$F$33=TRUE,E$5*SIN($B319*PI()/180),-100)","v":-100},0.68199836006249803,-0.73135370161917101,{"$f":"IF(Calculator!$F$33=TRUE,I$5*COS($B319*PI()/180),-100)","v":-100},{"$f":"IF(Calculator!$F$33=TRUE,I$5*SIN($B319*PI()/180),-100)","v":-100},{"$f":"IF(Calculator!$F$33=TRUE,K$5*COS($B319*PI()/180),-100)","v":-100},{"$f":"IF(Calculator!$F$33=TRUE,K$5*SIN($B319*PI()/180),-100)","v":-100}]
[null,314,{"$f":"IF(Calculator!$F$33=TRUE,C$5*COS($B320*PI()/180),-100)","v":-100},{"$f":"IF(Calculator!$F$33=TRUE,C$5*SIN($B320*PI()/180),-100)","v":-100},{"$f":"IF(Calculator!$F$33=TRUE,E$5*COS($B320*PI()/180),-100)","v":-100},{"$f":"IF(Calculator!$F$33=TRUE,E$5*SIN($B320*PI()/180),-100)","v":-100},0.69465837045899659,-0.71933980033865175,{"$f":"IF(Calculator!$F$33=TRUE,I$5*COS($B320*PI()/180),-100)","v":-100},{"$f":"IF(Calculator!$F$33=TRUE,I$5*SIN($B320*PI()/180),-100)","v":-100},{"$f":"IF(Calculator!$F$33=TRUE,K$5*COS($B320*PI()/180),-100)","v":-100},{"$f":"IF(Calculator!$F$33=TRUE,K$5*SIN($B320*PI()/180),-100)","v":-100}]
[null,315,{"$f":"IF(Calculator!$F$33=TRUE,C$5*COS($B321*PI()/180),-100)","v":-100},{"$f":"IF(Calculator!$F$33=TRUE,C$5*SIN($B321*PI()/180),-100)","v":-100},{"$f":"IF(Calculator!$F$33=TRUE,E$5*COS($B321*PI()/180),-100)","v":-100},{"$f":"IF(Calculator!$F$33=TRUE,E$5*SIN($B321*PI()/180),-100)","v":-100},0.70710678118654735,-0.70710678118654768,{"$f":"IF(Calculator!$F$33=TRUE,I$5*COS($B321*PI()/180),-100)","v":-100},{"$f":"IF(Calculator!$F$33=TRUE,I$5*SIN($B321*PI()/180),-100)","v":-100},{"$f":"IF(Calculator!$F$33=TRUE,K$5*COS($B321*PI()/180),-100)","v":-100},{"$f":"IF(Calculator!$F$33=TRUE,K$5*SIN($B321*PI()/180),-100)","v":-100}]
[null,316,{"$f":"IF(Calculator!$F$33=TRUE,C$5*COS($B322*PI()/180),-100)","v":-100},{"$f":"IF(Calculator!$F$33=TRUE,C$5*SIN($B322*PI()/180),-100)","v":-100},{"$f":"IF(Calculator!$F$33=TRUE,E$5*COS($B322*PI()/180),-100)","v":-100},{"$f":"IF(Calculator!$F$33=TRUE,E$5*SIN($B322*PI()/180),-100)","v":-100},0.71933980033865086,-0.69465837045899759,{"$f":"IF(Calculator!$F$33=TRUE,I$5*COS($B322*PI()/180),-100)","v":-100},{"$f":"IF(Calculator!$F$33=TRUE,I$5*SIN($B322*PI()/180),-100)","v":-100},{"$f":"IF(Calculator!$F$33=TRUE,K$5*COS($B322*PI()/180),-100)","v":-100},{"$f":"IF(Calculator!$F$33=TRUE,K$5*SIN($B322*PI()/180),-100)","v":-100}]
[null,317,{"$f":"IF(Calculator!$F$33=TRUE,C$5*COS($B323*PI()/180),-100)","v":-100},{"$f":"IF(Calculator!$F$33=TRUE,C$5*SIN($B323*PI()/180),-100)","v":-100},{"$f":"IF(Calculator!$F$33=TRUE,E$5*COS($B323*PI()/180),-100)","v":-100},{"$f":"IF(Calculator!$F$33=TRUE,E$5*SIN($B323*PI()/180),-100)","v":-100},0.73135370161917068,-0.68199836006249825,{"$f":"IF(Calculator!$F$33=TRUE,I$5*COS($B323*PI()/180),-100)","v":-100},{"$f":"IF(Calculator!$F$33=TRUE,I$5*SIN($B323*PI()/180),-100)","v":-100},{"$f":"IF(Calculator!$F$33=TRUE,K$5*COS($B323*PI()/180),-100)","v":-100},{"$f":"IF(Calculator!$F$33=TRUE,K$5*SIN($B323*PI()/180),-100)","v":-100}]
[null,318,{"$f":"IF(Calculator!$F$33=TRUE,C$5*COS($B324*PI()/180),-100)","v":-100},{"$f":"IF(Calculator!$F$33=TRUE,C$5*SIN($B324*PI()/180),-100)","v":-100},{"$f":"IF(Calculator!$F$33=TRUE,E$5*COS($B324*PI()/180),-100)","v":-100},{"$f":"IF(Calculator!$F$33=TRUE,E$5*SIN($B324*PI()/180),-100)","v":-100},0.74314482547739424,-0.66913060635885813,{"$f":"IF(Calculator!$F$33=TRUE,I$5*COS($B324*PI()/180),-100)","v":-100},{"$f":"IF(Calculator!$F$33=TRUE,I$5*SIN($B324*PI()/180),-100)","v":-100},{"$f":"IF(Calculator!$F$33=TRUE,K$5*COS($B324*PI()/180),-100)","v":-100},{"$f":"IF(Calculator!$F$33=TRUE,K$5*SIN($B324*PI()/180),-100)","v":-100}]
[null,319,{"$f":"IF(Calculator!$F$33=TRUE,C$5*COS($B325*PI()/180),-100)","v":-100},{"$f":"IF(Calculator!$F$33=TRUE,C$5*SIN($B325*PI()/180),-100)","v":-100},{"$f":"IF(Calculator!$F$33=TRUE,E$5*COS($B325*PI()/180),-100)","v":-100},{"$f":"IF(Calculator!$F$33=TRUE,E$5*SIN($B325*PI()/180),-100)","v":-100},0.7547095802227719,-0.65605902899050739,{"$f":"IF(Calculator!$F$33=TRUE,I$5*COS($B325*PI()/180),-100)","v":-100},{"$f":"IF(Calculator!$F$33=TRUE,I$5*SIN($B325*PI()/180),-100)","v":-100},{"$f":"IF(Calculator!$F$33=TRUE,K$5*COS($B325*PI()/180),-100)","v":-100},{"$f":"IF(Calculator!$F$33=TRUE,K$5*SIN($B325*PI()/180),-100)","v":-100}]
[null,320,{"$f":"IF(Calculator!$F$33=TRUE,C$5*COS($B326*PI()/180),-100)","v":-100},{"$f":"IF(Calculator!$F$33=TRUE,C$5*SIN($B326*PI()/180),-100)","v":-100},{"$f":"IF(Calculator!$F$33=TRUE,E$5*COS($B326*PI()/180),-100)","v":-100},{"$f":"IF(Calculator!$F$33=TRUE,E$5*SIN($B326*PI()/180),-100)","v":-100},0.76604444311897779,-0.64278760968653958,{"$f":"IF(Calculator!$F$33=TRUE,I$5*COS($B326*PI()/180),-100)","v":-100},{"$f":"IF(Calculator!$F$33=TRUE,I$5*SIN($B326*PI()/180),-100)","v":-100},{"$f":"IF(Calculator!$F$33=TRUE,K$5*COS($B326*PI()/180),-100)","v":-100},{"$f":"IF(Calculator!$F$33=TRUE,K$5*SIN($B326*PI()/180),-100)","v":-100}]
[null,321,{"$f":"IF(Calculator!$F$33=TRUE,C$5*COS($B327*PI()/180),-100)","v":-100},{"$f":"IF(Calculator!$F$33=TRUE,C$5*SIN($B327*PI()/180),-100)","v":-100},{"$f":"IF(Calculator!$F$33=TRUE,E$5*COS($B327*PI()/180),-100)","v":-100},{"$f":"IF(Calculator!$F$33=TRUE,E$5*SIN($B327*PI()/180),-100)","v":-100},0.77714596145697057,-0.62932039104983784,{"$f":"IF(Calculator!$F$33=TRUE,I$5*COS($B327*PI()/180),-100)","v":-100},{"$f":"IF(Calculator!$F$33=TRUE,I$5*SIN($B327*PI()/180),-100)","v":-100},{"$f":"IF(Calculator!$F$33=TRUE,K$5*COS($B327*PI()/180),-100)","v":-100},{"$f":"IF(Calculator!$F$33=TRUE,K$5*SIN($B327*PI()/180),-100)","v":-100}]
[null,322,{"$f":"IF(Calculator!$F$33=TRUE,C$5*COS($B328*PI()/180),-100)","v":-100},{"$f":"IF(Calculator!$F$33=TRUE,C$5*SIN($B328*PI()/180),-100)","v":-100},{"$f":"IF(Calculator!$F$33=TRUE,E$5*COS($B328*PI()/180),-100)","v":-100},{"$f":"IF(Calculator!$F$33=TRUE,E$5*SIN($B328*PI()/180),-100)","v":-100},{"$f":"G$5*COS($B328*PI()/180)","v":0.78801075360672157},{"$f":"G$5*SIN($B328*PI()/180)","v":-0.61566147532565885},{"$f":"IF(Calculator!$F$33=TRUE,I$5*COS($B328*PI()/180),-100)","v":-100},{"$f":"IF(Calculator!$F$33=TRUE,I$5*SIN($B328*PI()/180),-100)","v":-100},{"$f":"IF(Calculator!$F$33=TRUE,K$5*COS($B328*PI()/180),-100)","v":-100},{"$f":"IF(Calculator!$F$33=TRUE,K$5*SIN($B328*PI()/180),-100)","v":-100}]
[null,{"$f":"B328+1","v":323},{"$f":"IF(Calculator!$F$33=TRUE,C$5*COS($B329*PI()/180),-100)","v":-100},{"$f":"IF(Calculator!$F$33=TRUE,C$5*SIN($B329*PI()/180),-100)","v":-100},{"$f":"IF(Calculator!$F$33=TRUE,E$5*COS($B329*PI()/180),-100)","v":-100},{"$f":"IF(Calculator!$F$33=TRUE,E$5*SIN($B329*PI()/180),-100)","v":-100},0.79863551004729283,-0.60181502315204827,{"$f":"IF(Calculator!$F$33=TRUE,I$5*COS($B329*PI()/180),-100)","v":-100},{"$f":"IF(Calculator!$F$33=TRUE,I$5*SIN($B329*PI()/180),-100)","v":-100},{"$f":"IF(Calculator!$F$33=TRUE,K$5*COS($B329*PI()/180),-100)","v":-100},{"$f":"IF(Calculator!$F$33=TRUE,K$5*SIN($B329*PI()/180),-100)","v":-100}]
[null,324,{"$f":"IF(Calculator!$F$33=TRUE,C$5*COS($B330*PI()/180),-100)","v":-100},{"$f":"IF(Calculator!$F$33=TRUE,C$5*SIN($B330*PI()/180),-100)","v":-100},{"$f":"IF(Calculator!$F$33=TRUE,E$5*COS($B330*PI()/180),-100)","v":-100},{"$f":"IF(Calculator!$F$33=TRUE,E$5*SIN($B330*PI()/180),-100)","v":-100},0.80901699437494734,-0.58778525229247336,{"$f":"IF(Calculator!$F$33=TRUE,I$5*COS($B330*PI()/180),-100)","v":-100},{"$f":"IF(Calculator!$F$33=TRUE,I$5*SIN($B330*PI()/180),-100)","v":-100},{"$f":"IF(Calculator!$F$33=TRUE,K$5*COS($B330*PI()/180),-100)","v":-100},{"$f":"IF(Calculator!$F$33=TRUE,K$5*SIN($B330*PI()/180),-100)","v":-100}]
[null,325,{"$f":"IF(Calculator!$F$33=TRUE,C$5*COS($B331*PI()/180),-100)","v":-100},{"$f":"IF(Calculator!$F$33=TRUE,C$5*SIN($B331*PI()/180),-100)","v":-100},{"$f":"IF(Calculator!$F$33=TRUE,E$5*COS($B331*PI()/180),-100)","v":-100},{"$f":"IF(Calculator!$F$33=TRUE,E$5*SIN($B331*PI()/180),-100)","v":-100},0.81915204428899158,-0.57357643635104649,{"$f":"IF(Calculator!$F$33=TRUE,I$5*COS($B331*PI()/180),-100)","v":-100},{"$f":"IF(Calculator!$F$33=TRUE,I$5*SIN($B331*PI()/180),-100)","v":-100},{"$f":"IF(Calculator!$F$33=TRUE,K$5*COS($B331*PI()/180),-100)","v":-100},{"$f":"IF(Calculator!$F$33=TRUE,K$5*SIN($B331*PI()/180),-100)","v":-100}]
[null,326,{"$f":"IF(Calculator!$F$33=TRUE,C$5*COS($B332*PI()/180),-100)","v":-100},{"$f":"IF(Calculator!$F$33=TRUE,C$5*SIN($B332*PI()/180),-100)","v":-100},{"$f":"IF(Calculator!$F$33=TRUE,E$5*COS($B332*PI()/180),-100)","v":-100},{"$f":"IF(Calculator!$F$33=TRUE,E$5*SIN($B332*PI()/180),-100)","v":-100},0.8290375725550414,-0.55919290347074735,{"$f":"IF(Calculator!$F$33=TRUE,I$5*COS($B332*PI()/180),-100)","v":-100},{"$f":"IF(Calculator!$F$33=TRUE,I$5*SIN($B332*PI()/180),-100)","v":-100},{"$f":"IF(Calculator!$F$33=TRUE,K$5*COS($B332*PI()/180),-100)","v":-100},{"$f":"IF(Calculator!$F$33=TRUE,K$5*SIN($B332*PI()/180),-100)","v":-100}]
[null,327,{"$f":"IF(Calculator!$F$33=TRUE,C$5*COS($B333*PI()/180),-100)","v":-100},{"$f":"IF(Calculator!$F$33=TRUE,C$5*SIN($B333*PI()/180),-100)","v":-100},{"$f":"IF(Calculator!$F$33=TRUE,E$5*COS($B333*PI()/180),-100)","v":-100},{"$f":"IF(Calculator!$F$33=TRUE,E$5*SIN($B333*PI()/180),-100)","v":-100},0.83867056794542405,-0.54463903501502697,{"$f":"IF(Calculator!$F$33=TRUE,I$5*COS($B333*PI()/180),-100)","v":-100},{"$f":"IF(Calculator!$F$33=TRUE,I$5*SIN($B333*PI()/180),-100)","v":-100},{"$f":"IF(Calculator!$F$33=TRUE,K$5*COS($B333*PI()/180),-100)","v":-100},{"$f":"IF(Calculator!$F$33=TRUE,K$5*SIN($B333*PI()/180),-100)","v":-100}]
[null,328,{"$f":"IF(Calculator!$F$33=TRUE,C$5*COS($B334*PI()/180),-100)","v":-100},{"$f":"IF(Calculator!$F$33=TRUE,C$5*SIN($B334*PI()/180),-100)","v":-100},{"$f":"IF(Calculator!$F$33=TRUE,E$5*COS($B334*PI()/180),-100)","v":-100},{"$f":"IF(Calculator!$F$33=TRUE,E$5*SIN($B334*PI()/180),-100)","v":-100},0.8480480961564254,-0.52991926423320579,{"$f":"IF(Calculator!$F$33=TRUE,I$5*COS($B334*PI()/180),-100)","v":-100},{"$f":"IF(Calculator!$F$33=TRUE,I$5*SIN($B334*PI()/180),-100)","v":-100},{"$f":"IF(Calculator!$F$33=TRUE,K$5*COS($B334*PI()/180),-100)","v":-100},{"$f":"IF(Calculator!$F$33=TRUE,K$5*SIN($B334*PI()/180),-100)","v":-100}]
[null,329,{"$f":"IF(Calculator!$F$33=TRUE,C$5*COS($B335*PI()/180),-100)","v":-100},{"$f":"IF(Calculator!$F$33=TRUE,C$5*SIN($B335*PI()/180),-100)","v":-100},{"$f":"IF(Calculator!$F$33=TRUE,E$5*COS($B335*PI()/180),-100)","v":-100},{"$f":"IF(Calculator!$F$33=TRUE,E$5*SIN($B335*PI()/180),-100)","v":-100},0.85716730070211211,-0.51503807491005449,{"$f":"IF(Calculator!$F$33=TRUE,I$5*COS($B335*PI()/180),-100)","v":-100},{"$f":"IF(Calculator!$F$33=TRUE,I$5*SIN($B335*PI()/180),-100)","v":-100},{"$f":"IF(Calculator!$F$33=TRUE,K$5*COS($B335*PI()/180),-100)","v":-100},{"$f":"IF(Calculator!$F$33=TRUE,K$5*SIN($B335*PI()/180),-100)","v":-100}]
[null,330,{"$f":"IF(Calculator!$F$33=TRUE,C$5*COS($B336*PI()/180),-100)","v":-100},{"$f":"IF(Calculator!$F$33=TRUE,C$5*SIN($B336*PI()/180),-100)","v":-100},{"$f":"IF(Calculator!$F$33=TRUE,E$5*COS($B336*PI()/180),-100)","v":-100},{"$f":"IF(Calculator!$F$33=TRUE,E$5*SIN($B336*PI()/180),-100)","v":-100},0.86602540378443837,-0.50000000000000044,{"$f":"IF(Calculator!$F$33=TRUE,I$5*COS($B336*PI()/180),-100)","v":-100},{"$f":"IF(Calculator!$F$33=TRUE,I$5*SIN($B336*PI()/180),-100)","v":-100},{"$f":"IF(Calculator!$F$33=TRUE,K$5*COS($B336*PI()/180),-100)","v":-100},{"$f":"IF(Calculator!$F$33=TRUE,K$5*SIN($B336*PI()/180),-100)","v":-100}]
[null,331,{"$f":"IF(Calculator!$F$33=TRUE,C$5*COS($B337*PI()/180),-100)","v":-100},{"$f":"IF(Calculator!$F$33=TRUE,C$5*SIN($B337*PI()/180),-100)","v":-100},{"$f":"IF(Calculator!$F$33=TRUE,E$5*COS($B337*PI()/180),-100)","v":-100},{"$f":"IF(Calculator!$F$33=TRUE,E$5*SIN($B337*PI()/180),-100)","v":-100},0.87461970713939585,-0.48480962024633689,{"$f":"IF(Calculator!$F$33=TRUE,I$5*COS($B337*PI()/180),-100)","v":-100},{"$f":"IF(Calculator!$F$33=TRUE,I$5*SIN($B337*PI()/180),-100)","v":-100},{"$f":"IF(Calculator!$F$33=TRUE,K$5*COS($B337*PI()/180),-100)","v":-100},{"$f":"IF(Calculator!$F$33=TRUE,K$5*SIN($B337*PI()/180),-100)","v":-100}]
[null,332,{"$f":"IF(Calculator!$F$33=TRUE,C$5*COS($B338*PI()/180),-100)","v":-100},{"$f":"IF(Calculator!$F$33=TRUE,C$5*SIN($B338*PI()/180),-100)","v":-100},{"$f":"IF(Calculator!$F$33=TRUE,E$5*COS($B338*PI()/180),-100)","v":-100},{"$f":"IF(Calculator!$F$33=TRUE,E$5*SIN($B338*PI()/180),-100)","v":-100},0.88294759285892688,-0.46947156278589081,{"$f":"IF(Calculator!$F$33=TRUE,I$5*COS($B338*PI()/180),-100)","v":-100},{"$f":"IF(Calculator!$F$33=TRUE,I$5*SIN($B338*PI()/180),-100)","v":-100},{"$f":"IF(Calculator!$F$33=TRUE,K$5*COS($B338*PI()/180),-100)","v":-100},{"$f":"IF(Calculator!$F$33=TRUE,K$5*SIN($B338*PI()/180),-100)","v":-100}]
[null,333,{"$f":"IF(Calculator!$F$33=TRUE,C$5*COS($B339*PI()/180),-100)","v":-100},{"$f":"IF(Calculator!$F$33=TRUE,C$5*SIN($B339*PI()/180),-100)","v":-100},{"$f":"IF(Calculator!$F$33=TRUE,E$5*COS($B339*PI()/180),-100)","v":-100},{"$f":"IF(Calculator!$F$33=TRUE,E$5*SIN($B339*PI()/180),-100)","v":-100},0.89100652418836779,-0.45399049973954697,{"$f":"IF(Calculator!$F$33=TRUE,I$5*COS($B339*PI()/180),-100)","v":-100},{"$f":"IF(Calculator!$F$33=TRUE,I$5*SIN($B339*PI()/180),-100)","v":-100},{"$f":"IF(Calculator!$F$33=TRUE,K$5*COS($B339*PI()/180),-100)","v":-100},{"$f":"IF(Calculator!$F$33=TRUE,K$5*SIN($B339*PI()/180),-100)","v":-100}]
[null,334,{"$f":"IF(Calculator!$F$33=TRUE,C$5*COS($B340*PI()/180),-100)","v":-100},{"$f":"IF(Calculator!$F$33=TRUE,C$5*SIN($B340*PI()/180),-100)","v":-100},{"$f":"IF(Calculator!$F$33=TRUE,E$5*COS($B340*PI()/180),-100)","v":-100},{"$f":"IF(Calculator!$F$33=TRUE,E$5*SIN($B340*PI()/180),-100)","v":-100},0.89879404629916715,-0.43837114678907702,{"$f":"IF(Calculator!$F$33=TRUE,I$5*COS($B340*PI()/180),-100)","v":-100},{"$f":"IF(Calculator!$F$33=TRUE,I$5*SIN($B340*PI()/180),-100)","v":-100},{"$f":"IF(Calculator!$F$33=TRUE,K$5*COS($B340*PI()/180),-100)","v":-100},{"$f":"IF(Calculator!$F$33=TRUE,K$5*SIN($B340*PI()/180),-100)","v":-100}]
[null,335,{"$f":"IF(Calculator!$F$33=TRUE,C$5*COS($B341*PI()/180),-100)","v":-100},{"$f":"IF(Calculator!$F$33=TRUE,C$5*SIN($B341*PI()/180),-100)","v":-100},{"$f":"IF(Calculator!$F$33=TRUE,E$5*COS($B341*PI()/180),-100)","v":-100},{"$f":"IF(Calculator!$F$33=TRUE,E$5*SIN($B341*PI()/180),-100)","v":-100},0.90630778703664971,-0.4226182617407,{"$f":"IF(Calculator!$F$33=TRUE,I$5*COS($B341*PI()/180),-100)","v":-100},{"$f":"IF(Calculator!$F$33=TRUE,I$5*SIN($B341*PI()/180),-100)","v":-100},{"$f":"IF(Calculator!$F$33=TRUE,K$5*COS($B341*PI()/180),-100)","v":-100},{"$f":"IF(Calculator!$F$33=TRUE,K$5*SIN($B341*PI()/180),-100)","v":-100}]
[null,336,{"$f":"IF(Calculator!$F$33=TRUE,C$5*COS($B342*PI()/180),-100)","v":-100},{"$f":"IF(Calculator!$F$33=TRUE,C$5*SIN($B342*PI()/180),-100)","v":-100},{"$f":"IF(Calculator!$F$33=TRUE,E$5*COS($B342*PI()/180),-100)","v":-100},{"$f":"IF(Calculator!$F$33=TRUE,E$5*SIN($B342*PI()/180),-100)","v":-100},0.91354545764260098,-0.40673664307580015,{"$f":"IF(Calculator!$F$33=TRUE,I$5*COS($B342*PI()/180),-100)","v":-100},{"$f":"IF(Calculator!$F$33=TRUE,I$5*SIN($B342*PI()/180),-100)","v":-100},{"$f":"IF(Calculator!$F$33=TRUE,K$5*COS($B342*PI()/180),-100)","v":-100},{"$f":"IF(Calculator!$F$33=TRUE,K$5*SIN($B342*PI()/180),-100)","v":-100}]
[null,337,{"$f":"IF(Calculator!$F$33=TRUE,C$5*COS($B343*PI()/180),-100)","v":-100},{"$f":"IF(Calculator!$F$33=TRUE,C$5*SIN($B343*PI()/180),-100)","v":-100},{"$f":"IF(Calculator!$F$33=TRUE,E$5*COS($B343*PI()/180),-100)","v":-100},{"$f":"IF(Calculator!$F$33=TRUE,E$5*SIN($B343*PI()/180),-100)","v":-100},0.92050485345243993,-0.39073112848927471,{"$f":"IF(Calculator!$F$33=TRUE,I$5*COS($B343*PI()/180),-100)","v":-100},{"$f":"IF(Calculator!$F$33=TRUE,I$5*SIN($B343*PI()/180),-100)","v":-100},{"$f":"IF(Calculator!$F$33=TRUE,K$5*COS($B343*PI()/180),-100)","v":-100},{"$f":"IF(Calculator!$F$33=TRUE,K$5*SIN($B343*PI()/180),-100)","v":-100}]
[null,338,{"$f":"IF(Calculator!$F$33=TRUE,C$5*COS($B344*PI()/180),-100)","v":-100},{"$f":"IF(Calculator!$F$33=TRUE,C$5*SIN($B344*PI()/180),-100)","v":-100},{"$f":"IF(Calculator!$F$33=TRUE,E$5*COS($B344*PI()/180),-100)","v":-100},{"$f":"IF(Calculator!$F$33=TRUE,E$5*SIN($B344*PI()/180),-100)","v":-100},0.92718385456678731,-0.37460659341591235,{"$f":"IF(Calculator!$F$33=TRUE,I$5*COS($B344*PI()/180),-100)","v":-100},{"$f":"IF(Calculator!$F$33=TRUE,I$5*SIN($B344*PI()/180),-100)","v":-100},{"$f":"IF(Calculator!$F$33=TRUE,K$5*COS($B344*PI()/180),-100)","v":-100},{"$f":"IF(Calculator!$F$33=TRUE,K$5*SIN($B344*PI()/180),-100)","v":-100}]
[null,339,{"$f":"IF(Calculator!$F$33=TRUE,C$5*COS($B345*PI()/180),-100)","v":-100},{"$f":"IF(Calculator!$F$33=TRUE,C$5*SIN($B345*PI()/180),-100)","v":-100},{"$f":"IF(Calculator!$F$33=TRUE,E$5*COS($B345*PI()/180),-100)","v":-100},{"$f":"IF(Calculator!$F$33=TRUE,E$5*SIN($B345*PI()/180),-100)","v":-100},0.93358042649720152,-0.35836794954530077,{"$f":"IF(Calculator!$F$33=TRUE,I$5*COS($B345*PI()/180),-100)","v":-100},{"$f":"IF(Calculator!$F$33=TRUE,I$5*SIN($B345*PI()/180),-100)","v":-100},{"$f":"IF(Calculator!$F$33=TRUE,K$5*COS($B345*PI()/180),-100)","v":-100},{"$f":"IF(Calculator!$F$33=TRUE,K$5*SIN($B345*PI()/180),-100)","v":-100}]
[null,340,{"$f":"IF(Calculator!$F$33=TRUE,C$5*COS($B346*PI()/180),-100)","v":-100},{"$f":"IF(Calculator!$F$33=TRUE,C$5*SIN($B346*PI()/180),-100)","v":-100},{"$f":"IF(Calculator!$F$33=TRUE,E$5*COS($B346*PI()/180),-100)","v":-100},{"$f":"IF(Calculator!$F$33=TRUE,E$5*SIN($B346*PI()/180),-100)","v":-100},0.93969262078590843,-0.3420201433256686,{"$f":"IF(Calculator!$F$33=TRUE,I$5*COS($B346*PI()/180),-100)","v":-100},{"$f":"IF(Calculator!$F$33=TRUE,I$5*SIN($B346*PI()/180),-100)","v":-100},{"$f":"IF(Calculator!$F$33=TRUE,K$5*COS($B346*PI()/180),-100)","v":-100},{"$f":"IF(Calculator!$F$33=TRUE,K$5*SIN($B346*PI()/180),-100)","v":-100}]
[null,341,{"$f":"IF(Calculator!$F$33=TRUE,C$5*COS($B347*PI()/180),-100)","v":-100},{"$f":"IF(Calculator!$F$33=TRUE,C$5*SIN($B347*PI()/180),-100)","v":-100},{"$f":"IF(Calculator!$F$33=TRUE,E$5*COS($B347*PI()/180),-100)","v":-100},{"$f":"IF(Calculator!$F$33=TRUE,E$5*SIN($B347*PI()/180),-100)","v":-100},0.94551857559931651,-0.32556815445715753,{"$f":"IF(Calculator!$F$33=TRUE,I$5*COS($B347*PI()/180),-100)","v":-100},{"$f":"IF(Calculator!$F$33=TRUE,I$5*SIN($B347*PI()/180),-100)","v":-100},{"$f":"IF(Calculator!$F$33=TRUE,K$5*COS($B347*PI()/180),-100)","v":-100},{"$f":"IF(Calculator!$F$33=TRUE,K$5*SIN($B347*PI()/180),-100)","v":-100}]
[null,342,{"$f":"IF(Calculator!$F$33=TRUE,C$5*COS($B348*PI()/180),-100)","v":-100},{"$f":"IF(Calculator!$F$33=TRUE,C$5*SIN($B348*PI()/180),-100)","v":-100},{"$f":"IF(Calculator!$F$33=TRUE,E$5*COS($B348*PI()/180),-100)","v":-100},{"$f":"IF(Calculator!$F$33=TRUE,E$5*SIN($B348*PI()/180),-100)","v":-100},0.95105651629515353,-0.30901699437494762,{"$f":"IF(Calculator!$F$33=TRUE,I$5*COS($B348*PI()/180),-100)","v":-100},{"$f":"IF(Calculator!$F$33=TRUE,I$5*SIN($B348*PI()/180),-100)","v":-100},{"$f":"IF(Calculator!$F$33=TRUE,K$5*COS($B348*PI()/180),-100)","v":-100},{"$f":"IF(Calculator!$F$33=TRUE,K$5*SIN($B348*PI()/180),-100)","v":-100}]
[null,343,{"$f":"IF(Calculator!$F$33=TRUE,C$5*COS($B349*PI()/180),-100)","v":-100},{"$f":"IF(Calculator!$F$33=TRUE,C$5*SIN($B349*PI()/180),-100)","v":-100},{"$f":"IF(Calculator!$F$33=TRUE,E$5*COS($B349*PI()/180),-100)","v":-100},{"$f":"IF(Calculator!$F$33=TRUE,E$5*SIN($B349*PI()/180),-100)","v":-100},0.95630475596303566,-0.29237170472273627,{"$f":"IF(Calculator!$F$33=TRUE,I$5*COS($B349*PI()/180),-100)","v":-100},{"$f":"IF(Calculator!$F$33=TRUE,I$5*SIN($B349*PI()/180),-100)","v":-100},{"$f":"IF(Calculator!$F$33=TRUE,K$5*COS($B349*PI()/180),-100)","v":-100},{"$f":"IF(Calculator!$F$33=TRUE,K$5*SIN($B349*PI()/180),-100)","v":-100}]
[null,344,{"$f":"IF(Calculator!$F$33=TRUE,C$5*COS($B350*PI()/180),-100)","v":-100},{"$f":"IF(Calculator!$F$33=TRUE,C$5*SIN($B350*PI()/180),-100)","v":-100},{"$f":"IF(Calculator!$F$33=TRUE,E$5*COS($B350*PI()/180),-100)","v":-100},{"$f":"IF(Calculator!$F$33=TRUE,E$5*SIN($B350*PI()/180),-100)","v":-100},0.96126169593831867,-0.27563735581699977,{"$f":"IF(Calculator!$F$33=TRUE,I$5*COS($B350*PI()/180),-100)","v":-100},{"$f":"IF(Calculator!$F$33=TRUE,I$5*SIN($B350*PI()/180),-100)","v":-100},{"$f":"IF(Calculator!$F$33=TRUE,K$5*COS($B350*PI()/180),-100)","v":-100},{"$f":"IF(Calculator!$F$33=TRUE,K$5*SIN($B350*PI()/180),-100)","v":-100}]
[null,345,{"$f":"IF(Calculator!$F$33=TRUE,C$5*COS($B351*PI()/180),-100)","v":-100},{"$f":"IF(Calculator!$F$33=TRUE,C$5*SIN($B351*PI()/180),-100)","v":-100},{"$f":"IF(Calculator!$F$33=TRUE,E$5*COS($B351*PI()/180),-100)","v":-100},{"$f":"IF(Calculator!$F$33=TRUE,E$5*SIN($B351*PI()/180),-100)","v":-100},0.96592582628906831,-0.25881904510252068,{"$f":"IF(Calculator!$F$33=TRUE,I$5*COS($B351*PI()/180),-100)","v":-100},{"$f":"IF(Calculator!$F$33=TRUE,I$5*SIN($B351*PI()/180),-100)","v":-100},{"$f":"IF(Calculator!$F$33=TRUE,K$5*COS($B351*PI()/180),-100)","v":-100},{"$f":"IF(Calculator!$F$33=TRUE,K$5*SIN($B351*PI()/180),-100)","v":-100}]
[null,346,{"$f":"IF(Calculator!$F$33=TRUE,C$5*COS($B352*PI()/180),-100)","v":-100},{"$f":"IF(Calculator!$F$33=TRUE,C$5*SIN($B352*PI()/180),-100)","v":-100},{"$f":"IF(Calculator!$F$33=TRUE,E$5*COS($B352*PI()/180),-100)","v":-100},{"$f":"IF(Calculator!$F$33=TRUE,E$5*SIN($B352*PI()/180),-100)","v":-100},0.97029572627599647,-0.24192189559966787,{"$f":"IF(Calculator!$F$33=TRUE,I$5*COS($B352*PI()/180),-100)","v":-100},{"$f":"IF(Calculator!$F$33=TRUE,I$5*SIN($B352*PI()/180),-100)","v":-100},{"$f":"IF(Calculator!$F$33=TRUE,K$5*COS($B352*PI()/180),-100)","v":-100},{"$f":"IF(Calculator!$F$33=TRUE,K$5*SIN($B352*PI()/180),-100)","v":-100}]
[null,347,{"$f":"IF(Calculator!$F$33=TRUE,C$5*COS($B353*PI()/180),-100)","v":-100},{"$f":"IF(Calculator!$F$33=TRUE,C$5*SIN($B353*PI()/180),-100)","v":-100},{"$f":"IF(Calculator!$F$33=TRUE,E$5*COS($B353*PI()/180),-100)","v":-100},{"$f":"IF(Calculator!$F$33=TRUE,E$5*SIN($B353*PI()/180),-100)","v":-100},0.97437006478523513,-0.22495105434386534,{"$f":"IF(Calculator!$F$33=TRUE,I$5*COS($B353*PI()/180),-100)","v":-100},{"$f":"IF(Calculator!$F$33=TRUE,I$5*SIN($B353*PI()/180),-100)","v":-100},{"$f":"IF(Calculator!$F$33=TRUE,K$5*COS($B353*PI()/180),-100)","v":-100},{"$f":"IF(Calculator!$F$33=TRUE,K$5*SIN($B353*PI()/180),-100)","v":-100}]
[null,348,{"$f":"IF(Calculator!$F$33=TRUE,C$5*COS($B354*PI()/180),-100)","v":-100},{"$f":"IF(Calculator!$F$33=TRUE,C$5*SIN($B354*PI()/180),-100)","v":-100},{"$f":"IF(Calculator!$F$33=TRUE,E$5*COS($B354*PI()/180),-100)","v":-100},{"$f":"IF(Calculator!$F$33=TRUE,E$5*SIN($B354*PI()/180),-100)","v":-100},0.97814760073380558,-0.20791169081775987,{"$f":"IF(Calculator!$F$33=TRUE,I$5*COS($B354*PI()/180),-100)","v":-100},{"$f":"IF(Calculator!$F$33=TRUE,I$5*SIN($B354*PI()/180),-100)","v":-100},{"$f":"IF(Calculator!$F$33=TRUE,K$5*COS($B354*PI()/180),-100)","v":-100},{"$f":"IF(Calculator!$F$33=TRUE,K$5*SIN($B354*PI()/180),-100)","v":-100}]
[null,349,{"$f":"IF(Calculator!$F$33=TRUE,C$5*COS($B355*PI()/180),-100)","v":-100},{"$f":"IF(Calculator!$F$33=TRUE,C$5*SIN($B355*PI()/180),-100)","v":-100},{"$f":"IF(Calculator!$F$33=TRUE,E$5*COS($B355*PI()/180),-100)","v":-100},{"$f":"IF(Calculator!$F$33=TRUE,E$5*SIN($B355*PI()/180),-100)","v":-100},0.98162718344766398,-0.19080899537654467,{"$f":"IF(Calculator!$F$33=TRUE,I$5*COS($B355*PI()/180),-100)","v":-100},{"$f":"IF(Calculator!$F$33=TRUE,I$5*SIN($B355*PI()/180),-100)","v":-100},{"$f":"IF(Calculator!$F$33=TRUE,K$5*COS($B355*PI()/180),-100)","v":-100},{"$f":"IF(Calculator!$F$33=TRUE,K$5*SIN($B355*PI()/180),-100)","v":-100}]
[null,350,{"$f":"IF(Calculator!$F$33=TRUE,C$5*COS($B356*PI()/180),-100)","v":-100},{"$f":"IF(Calculator!$F$33=TRUE,C$5*SIN($B356*PI()/180),-100)","v":-100},{"$f":"IF(Calculator!$F$33=TRUE,E$5*COS($B356*PI()/180),-100)","v":-100},{"$f":"IF(Calculator!$F$33=TRUE,E$5*SIN($B356*PI()/180),-100)","v":-100},0.98480775301220791,-0.17364817766693127,{"$f":"IF(Calculator!$F$33=TRUE,I$5*COS($B356*PI()/180),-100)","v":-100},{"$f":"IF(Calculator!$F$33=TRUE,I$5*SIN($B356*PI()/180),-100)","v":-100},{"$f":"IF(Calculator!$F$33=TRUE,K$5*COS($B356*PI()/180),-100)","v":-100},{"$f":"IF(Calculator!$F$33=TRUE,K$5*SIN($B356*PI()/180),-100)","v":-100}]
[null,351,{"$f":"IF(Calculator!$F$33=TRUE,C$5*COS($B357*PI()/180),-100)","v":-100},{"$f":"IF(Calculator!$F$33=TRUE,C$5*SIN($B357*PI()/180),-100)","v":-100},{"$f":"IF(Calculator!$F$33=TRUE,E$5*COS($B357*PI()/180),-100)","v":-100},{"$f":"IF(Calculator!$F$33=TRUE,E$5*SIN($B357*PI()/180),-100)","v":-100},0.98768834059513766,-0.15643446504023112,{"$f":"IF(Calculator!$F$33=TRUE,I$5*COS($B357*PI()/180),-100)","v":-100},{"$f":"IF(Calculator!$F$33=TRUE,I$5*SIN($B357*PI()/180),-100)","v":-100},{"$f":"IF(Calculator!$F$33=TRUE,K$5*COS($B357*PI()/180),-100)","v":-100},{"$f":"IF(Calculator!$F$33=TRUE,K$5*SIN($B357*PI()/180),-100)","v":-100}]
[null,352,{"$f":"IF(Calculator!$F$33=TRUE,C$5*COS($B358*PI()/180),-100)","v":-100},{"$f":"IF(Calculator!$F$33=TRUE,C$5*SIN($B358*PI()/180),-100)","v":-100},{"$f":"IF(Calculator!$F$33=TRUE,E$5*COS($B358*PI()/180),-100)","v":-100},{"$f":"IF(Calculator!$F$33=TRUE,E$5*SIN($B358*PI()/180),-100)","v":-100},0.99026806874157025,-0.13917310096006588,{"$f":"IF(Calculator!$F$33=TRUE,I$5*COS($B358*PI()/180),-100)","v":-100},{"$f":"IF(Calculator!$F$33=TRUE,I$5*SIN($B358*PI()/180),-100)","v":-100},{"$f":"IF(Calculator!$F$33=TRUE,K$5*COS($B358*PI()/180),-100)","v":-100},{"$f":"IF(Calculator!$F$33=TRUE,K$5*SIN($B358*PI()/180),-100)","v":-100}]
[null,353,{"$f":"IF(Calculator!$F$33=TRUE,C$5*COS($B359*PI()/180),-100)","v":-100},{"$f":"IF(Calculator!$F$33=TRUE,C$5*SIN($B359*PI()/180),-100)","v":-100},{"$f":"IF(Calculator!$F$33=TRUE,E$5*COS($B359*PI()/180),-100)","v":-100},{"$f":"IF(Calculator!$F$33=TRUE,E$5*SIN($B359*PI()/180),-100)","v":-100},0.99254615164132198,-0.12186934340514811,{"$f":"IF(Calculator!$F$33=TRUE,I$5*COS($B359*PI()/180),-100)","v":-100},{"$f":"IF(Calculator!$F$33=TRUE,I$5*SIN($B359*PI()/180),-100)","v":-100},{"$f":"IF(Calculator!$F$33=TRUE,K$5*COS($B359*PI()/180),-100)","v":-100},{"$f":"IF(Calculator!$F$33=TRUE,K$5*SIN($B359*PI()/180),-100)","v":-100}]
[null,354,{"$f":"IF(Calculator!$F$33=TRUE,C$5*COS($B360*PI()/180),-100)","v":-100},{"$f":"IF(Calculator!$F$33=TRUE,C$5*SIN($B360*PI()/180),-100)","v":-100},{"$f":"IF(Calculator!$F$33=TRUE,E$5*COS($B360*PI()/180),-100)","v":-100},{"$f":"IF(Calculator!$F$33=TRUE,E$5*SIN($B360*PI()/180),-100)","v":-100},0.99452189536827329,-0.10452846326765342,{"$f":"IF(Calculator!$F$33=TRUE,I$5*COS($B360*PI()/180),-100)","v":-100},{"$f":"IF(Calculator!$F$33=TRUE,I$5*SIN($B360*PI()/180),-100)","v":-100},{"$f":"IF(Calculator!$F$33=TRUE,K$5*COS($B360*PI()/180),-100)","v":-100},{"$f":"IF(Calculator!$F$33=TRUE,K$5*SIN($B360*PI()/180),-100)","v":-100}]
[null,355,{"$f":"IF(Calculator!$F$33=TRUE,C$5*COS($B361*PI()/180),-100)","v":-100},{"$f":"IF(Calculator!$F$33=TRUE,C$5*SIN($B361*PI()/180),-100)","v":-100},{"$f":"IF(Calculator!$F$33=TRUE,E$5*COS($B361*PI()/180),-100)","v":-100},{"$f":"IF(Calculator!$F$33=TRUE,E$5*SIN($B361*PI()/180),-100)","v":-100},0.99619469809174555,-8.7155742747658319E-2,{"$f":"IF(Calculator!$F$33=TRUE,I$5*COS($B361*PI()/180),-100)","v":-100},{"$f":"IF(Calculator!$F$33=TRUE,I$5*SIN($B361*PI()/180),-100)","v":-100},{"$f":"IF(Calculator!$F$33=TRUE,K$5*COS($B361*PI()/180),-100)","v":-100},{"$f":"IF(Calculator!$F$33=TRUE,K$5*SIN($B361*PI()/180),-100)","v":-100}]
[null,356,{"$f":"IF(Calculator!$F$33=TRUE,C$5*COS($B362*PI()/180),-100)","v":-100},{"$f":"IF(Calculator!$F$33=TRUE,C$5*SIN($B362*PI()/180),-100)","v":-100},{"$f":"IF(Calculator!$F$33=TRUE,E$5*COS($B362*PI()/180),-100)","v":-100},{"$f":"IF(Calculator!$F$33=TRUE,E$5*SIN($B362*PI()/180),-100)","v":-100},0.99756405025982431,-6.9756473744124761E-2,{"$f":"IF(Calculator!$F$33=TRUE,I$5*COS($B362*PI()/180),-100)","v":-100},{"$f":"IF(Calculator!$F$33=TRUE,I$5*SIN($B362*PI()/180),-100)","v":-100},{"$f":"IF(Calculator!$F$33=TRUE,K$5*COS($B362*PI()/180),-100)","v":-100},{"$f":"IF(Calculator!$F$33=TRUE,K$5*SIN($B362*PI()/180),-100)","v":-100}]
[null,357,{"$f":"IF(Calculator!$F$33=TRUE,C$5*COS($B363*PI()/180),-100)","v":-100},{"$f":"IF(Calculator!$F$33=TRUE,C$5*SIN($B363*PI()/180),-100)","v":-100},{"$f":"IF(Calculator!$F$33=TRUE,E$5*COS($B363*PI()/180),-100)","v":-100},{"$f":"IF(Calculator!$F$33=TRUE,E$5*SIN($B363*PI()/180),-100)","v":-100},0.99862953475457383,-5.2335956242944369E-2,{"$f":"IF(Calculator!$F$33=TRUE,I$5*COS($B363*PI()/180),-100)","v":-100},{"$f":"IF(Calculator!$F$33=TRUE,I$5*SIN($B363*PI()/180),-100)","v":-100},{"$f":"IF(Calculator!$F$33=TRUE,K$5*COS($B363*PI()/180),-100)","v":-100},{"$f":"IF(Calculator!$F$33=TRUE,K$5*SIN($B363*PI()/180),-100)","v":-100}]
[null,358,{"$f":"IF(Calculator!$F$33=TRUE,C$5*COS($B364*PI()/180),-100)","v":-100},{"$f":"IF(Calculator!$F$33=TRUE,C$5*SIN($B364*PI()/180),-100)","v":-100},{"$f":"IF(Calculator!$F$33=TRUE,E$5*COS($B364*PI()/180),-100)","v":-100},{"$f":"IF(Calculator!$F$33=TRUE,E$5*SIN($B364*PI()/180),-100)","v":-100},0.99939082701909576,-3.4899496702500823E-2,{"$f":"IF(Calculator!$F$33=TRUE,I$5*COS($B364*PI()/180),-100)","v":-100},{"$f":"IF(Calculator!$F$33=TRUE,I$5*SIN($B364*PI()/180),-100)","v":-100},{"$f":"IF(Calculator!$F$33=TRUE,K$5*COS($B364*PI()/180),-100)","v":-100},{"$f":"IF(Calculator!$F$33=TRUE,K$5*SIN($B364*PI()/180),-100)","v":-100}]
[null,359,{"$f":"IF(Calculator!$F$33=TRUE,C$5*COS($B365*PI()/180),-100)","v":-100},{"$f":"IF(Calculator!$F$33=TRUE,C$5*SIN($B365*PI()/180),-100)","v":-100},{"$f":"IF(Calculator!$F$33=TRUE,E$5*COS($B365*PI()/180),-100)","v":-100},{"$f":"IF(Calculator!$F$33=TRUE,E$5*SIN($B365*PI()/180),-100)","v":-100},0.99984769515639127,-1.7452406437284448E-2,{"$f":"IF(Calculator!$F$33=TRUE,I$5*COS($B365*PI()/180),-100)","v":-100},{"$f":"IF(Calculator!$F$33=TRUE,I$5*SIN($B365*PI()/180),-100)","v":-100},{"$f":"IF(Calculator!$F$33=TRUE,K$5*COS($B365*PI()/180),-100)","v":-100},{"$f":"IF(Calculator!$F$33=TRUE,K$5*SIN($B365*PI()/180),-100)","v":-100}]
[null,360,{"$f":"IF(Calculator!$F$33=TRUE,C$5*COS($B366*PI()/180),-100)","v":-100},{"$f":"IF(Calculator!$F$33=TRUE,C$5*SIN($B366*PI()/180),-100)","v":-100},{"$f":"IF(Calculator!$F$33=TRUE,E$5*COS($B366*PI()/180),-100)","v":-100},{"$f":"IF(Calculator!$F$33=TRUE,E$5*SIN($B366*PI()/180),-100)","v":-100},1,-2.45029690981724E-16,{"$f":"IF(Calculator!$F$33=TRUE,I$5*COS($B366*PI()/180),-100)","v":-100},{"$f":"IF(Calculator!$F$33=TRUE,I$5*SIN($B366*PI()/180),-100)","v":-100},{"$f":"IF(Calculator!$F$33=TRUE,K$5*COS($B366*PI()/180),-100)","v":-100},{"$f":"IF(Calculator!$F$33=TRUE,K$5*SIN($B366*PI()/180),-100)","v":-100}]
[null,1,{"$f":"IF(Calculator!$F$33=TRUE,C$5*COS($B367*PI()/180),-100)","v":-100},{"$f":"IF(Calculator!$F$33=TRUE,C$5*SIN($B367*PI()/180),-100)","v":-100},{"$f":"IF(Calculator!$F$33=TRUE,E$5*COS($B367*PI()/180),-100)","v":-100},{"$f":"IF(Calculator!$F$33=TRUE,E$5*SIN($B367*PI()/180),-100)","v":-100},0.99984769515639127,1.7452406437283512E-2,{"$f":"IF(Calculator!$F$33=TRUE,I$5*COS($B367*PI()/180),-100)","v":-100},{"$f":"IF(Calculator!$F$33=TRUE,I$5*SIN($B367*PI()/180),-100)","v":-100},{"$f":"IF(Calculator!$F$33=TRUE,K$5*COS($B367*PI()/180),-100)","v":-100},{"$f":"IF(Calculator!$F$33=TRUE,K$5*SIN($B367*PI()/180),-100)","v":-100}]

{"sheet":"Simple Report","index":9,"n_rows":0,"n_cols":0,"rows_kept":0,"cut":false,"hidden":false,"merged":[]}

{"sheet":"Intermediate Report","index":10,"n_rows":0,"n_cols":0,"rows_kept":0,"cut":false,"hidden":false,"merged":[]}

{"sheet":"Full Report","index":11,"n_rows":16,"n_cols":17,"rows_kept":16,"cut":false,"hidden":false,"merged":[[2,1,2,23],[3,1,3,3],[3,4,3,9],[3,16,3,22],[5,1,5,3],[5,4,5,9],[5,15,5,22],[15,2,15,22],[9,2,9,3],[9,4,12,11],[9,14,9,16],[9,18,9,22],[10,14,10,16],[10,18,10,22],[11,14,11,16],[12,14,12,16]]}
[]
[]
[null,"ANSI/IES TM-30-18 Color Rendition Report"]
[null,"Source:",null,null,{"$f":"Calculator!E3","v":"PC Amber - Manf 1"},null,null,null,null,null,null,null,"Manufacturer:",null,null,null,"Example"]
[]
[null,"Date:",null,null,"2019-01-01",null,null,null,null,null,null,null,"Model:",null,null,"Example"]
[]
[]
[]
[null,null,"Notes:",null,"This is a recommended method for displaying ANSI/IES TM-30-18 information.",null,null,null,null,null,null,null,null,"x",{"$f":"'Results Numerical'!J5","v":0.56797829584535264}]
[null,null,null,null,null,null,null,null,null,null,null,null,null,"y",{"$f":"'Results Numerical'!J6","v":0.42653377962313399}]
[null,null,null,null,null,null,null,null,null,null,null,null,null,"u'",{"$f":"'Results Numerical'!H5","v":0.32537484487737911}]
[null,null,null,null,null,null,null,null,null,null,null,null,null,"v'",{"$f":"'Results Numerical'!H6","v":0.54977904550011281}]
[]
[]
[null,null,"Colors are for visual orientation purposes only. Created with the IES TM-30-18 Calculator Version 2.00."]

{"sheet":"SPD Library","index":12,"n_rows":405,"n_cols":363,"rows_kept":139,"cut":true,"hidden":false,"merged":[],"bounds":{"rows_first":62,"rows_last":15,"rows_between":62,"halvings":5}}
["SPD #",1,{"$f":"B1+1","v":2},{"$f":"C1+1","v":3},4,5,6,7,8,9,10,11,12,13,14,15,16,17,18,19,20,21,22,23,24,25,26,27,28,29,30,31,32,{"$f":"AG1+1","v":33},34,35,36,37,38,39,40,41,42,43,44,45,46,47,48,49,50,51,52,53,54,55,56,57,58,59,60,61,62,63,64,65,66,67,68,69,70,71,72,73,74,75,76,77,78,79,80,81,82,83,84,85,86,87,88,89,90,91,92,93,94,95,96,{"$f":"CS1+1","v":97},98,99,100,101,102,103,104,105,106,107,108,109,110,111,112,113,114,115,116,117,118,119,120,121,122,123,124,125,126,127,128,129,130,131,132,133,134,135,136,137,138,139,140,141,142,143,144,145,146,147,148,149,150,151,152,153,154,155,156,157,158,159,160,{"$f":"FE1+1","v":161},162,163,164,165,166,167,168,169,170,171,172,173,174,175,176,177,178,179,180,181,182,183,184,185,186,187,188,189,190,191,192,193,194,195,196,197,198,199,200,201,202,203,204,205,206,207,208,209,210,211,212,213,214,215,216,217,218,219,220,221,222,223,224,{"$f":"HQ1+1","v":225},226,227,228,229,230,231,232,233,234,235,236,237,238,239,240,241,242,243,244,245,246,247,248,249,250,251,252,253,254,255,256,257,258,259,260,261,262,263,264,265,266,267,268,269,270,271,272,273,274,275,276,277,278,279,280,281,282,283,284,285,286,287,288,{"$f":"KC1+1","v":289},290,291,292,293,294,295,296,297,298,299,300,301,302,303,304,305,306,307,308,309,310,311,312,313,314,315,316,317,318,319,320,321,322,323,324,325,326,327,328,329,330,331,332,333,334,335,336,337,338,339,340,341,342,343,344,345,{"$f":"MH1+1","v":346},{"$f":"MI1+1","v":347},{"$f":"MJ1+1","v":348},{"$f":"MK1+1","v":349},{"$f":"ML1+1","v":350},{"$f":"MM1+1","v":351},{"$f":"MN1+1","v":352},{"$f":"MO1+1","v":353},{"$f":"MP1+1","v":354},{"$f":"MQ1+1","v":355},{"$f":"MR1+1","v":356},{"$f":"MS1+1","v":357},{"$f":"MT1+1","v":358},{"$f":"MU1+1","v":359},{"$f":"MV1+1","v":360},{"$f":"MW1+1","v":361},362]
["Sourcey Type:","Fluorescent Broadband","Fluorescent Broadband","Fluorescent Broadband","Fluorescent Broadband","Fluorescent Broadband","Fluorescent Broadband","Fluorescent Broadband","Fluorescent Broadband","Fluorescent Broadband","Fluorescent Narrowband","Fluorescent Narrowband","Fluorescent Narrowband","Fluorescent Broadband","Fluorescent Broadband","Fluorescent Broadband","Fluorescent Broadband","Fluorescent Broadband","Fluorescent Broadband","Fluorescent Broadband","Fluorescent Broadband","Fluorescent Broadband","Fluorescent Broadband","Fluorescent Broadband","Fluorescent Broadband","Fluorescent Broadband","Fluorescent Broadband","Fluorescent Broadband","Fluorescent Broadband","Fluorescent Broadband","Fluorescent Narrowband","Fluorescent Narrowband","Fluorescent Narrowband","Fluorescent Narrowband","Fluorescent Narrowband","Fluorescent Narrowband","Fluorescent Narrowband","Fluorescent Narrowband","Fluorescent Narrowband","Fluorescent Narrowband","Fluorescent Narrowband","Fluorescent Narrowband","Fluorescent Narrowband","Fluorescent Narrowband","Fluorescent Narrowband","Fluorescent Narrowband","Fluorescent Narrowband","Fluorescent Narrowband","Fluorescent Narrowband","Fluorescent Narrowband","Fluorescent Narrowband","Fluorescent Narrowband","Fluorescent Narrowband","Fluorescent Narrowband","Fluorescent Narrowband","Fluorescent Narrowband","High Intensity Discharge","High Intensity Discharge","High Intensity Discharge","High Intensity Discharge","High Intensity Discharge","High Intensity Discharge","High Intensity Discharge","High Intensity Discharge","High Intensity Discharge","High Intensity Discharge","High Intensity Discharge","High Intensity Discharge","High Intensity Discharge","High Intensity Discharge","High Intensity Discharge","High Intensity Discharge","High Intensity Discharge","High Intensity Discharge","High Intensity Discharge","High Intensity Discharge","Incandescent/Filament","Incandescent/Filament","Incandescent/Filament","Incandescent/Filament","Incandescent/Filament","Incandescent/Filament","Incandescent/Filament","Incandescent/Filament","Incandescent/Filament","Incandescent/Filament","Incandescent/Filament","Incandescent/Filament","Incandescent/Filament","Incandescent/Filament","LED Hybrid","LED Hybrid","LED Hybrid","LED Hybrid","LED Hybrid","LED Hybrid","LED Hybrid","LED Hybrid","LED Hybrid","LED Hybrid","LED Hybrid","LED Hybrid","LED Hybrid","LED Hybrid","LED Hybrid","LED Mixed","LED Mixed","LED Mixed","LED Mixed","LED Mixed","LED Mixed","LED Mixed","LED Mixed","LED Mixed","LED Mixed","LED Mixed","LED Mixed","LED Mixed","LED Mixed","LED Mixed","LED Mixed","LED Mixed","LED Mixed","LED Mixed","LED Mixed","LED Mixed","LED Mixed","LED Mixed","LED Mixed","LED Mixed","LED Mixed","LED Mixed","LED Mixed","LED Mixed","LED Mixed","LED Mixed","LED Mixed","LED Mixed","LED Mixed","LED Mixed","LED Mixed","LED Mixed","LED Mixed","LED Mixed","LED Mixed","LED Mixed","LED Mixed","LED Mixed","LED Mixed","LED Mixed","LED Mixed","LED Mixed","LED Mixed","LED Mixed","LED Mixed","LED Mixed","LED Mixed","LED Mixed","LED Mixed","LED Mixed","LED Mixed","LED Mixed","LED Mixed","LED Mixed","LED Mixed","LED Mixed","LED Mixed","LED Mixed","LED Mixed","LED Phosphor","LED Phosphor","LED Phosphor","LED Phosphor","LED Phosphor","LED Phosphor","LED Phosphor","LED Phosphor","LED Phosphor","LED Phosphor","LED Phosphor","LED Phosphor","LED Phosphor","LED Phosphor","LED Phosphor","LED Phosphor","LED Phosphor","LED Phosphor","LED Phosphor","LED Phosphor","LED Phosphor","LED Phosphor","LED Phosphor","LED Phosphor","LED Phosphor","LED Phosphor","LED Phosphor","LED Phosphor","LED Phosphor","LED Phosphor","LED Phosphor","LED Phosphor","LED Phosphor","LED Phosphor","LED Phosphor","LED Phosphor","LED Phosphor","LED Phosphor","LED Phosphor","LED Phosphor","LED Phosphor","LED Phosphor","LED Phosphor","LED Phosphor","LED Phosphor","LED Phosphor","LED Phosphor","LED Phosphor","LED Phosphor","LED Phosphor","LED Phosphor","LED Phosphor","LED Phosphor","LED Phosphor","LED Phosphor","LED Phosphor","LED Phosphor","LED Phosphor","LED Phosphor","LED Phosphor","LED Phosphor","LED Phosphor","LED Phosphor","LED Phosphor","LED Phosphor","LED Phosphor","LED Phosphor","LED Phosphor","LED Phosphor","LED Phosphor","LED Phosphor","LED Phosphor","LED Phosphor","LED Phosphor","LED Phosphor","LED Phosphor","LED Phosphor","LED Phosphor","LED Phosphor","LED Phosphor","LED Phosphor","LED Phosphor","LED Phosphor","LED Phosphor","LED Phosphor","LED Phosphor","LED Phosphor","LED Phosphor","LED Phosphor","LED Phosphor","LED Phosphor","LED Phosphor","LED Phosphor","LED Phosphor","LED Phosphor","LED Phosphor","LED Phosphor","LED Phosphor","LED Phosphor","LED Phosphor","LED Phosphor","LED Phosphor","LED Phosphor","LED Phosphor","LED Phosphor","LED Phosphor","LED Phosphor","LED Phosphor","LED Phosphor","LED Phosphor","LED Phosphor","LED Phosphor","LED Phosphor","LED Phosphor","LED Phosphor","LED Phosphor","LED Phosphor","LED Phosphor","LED Phosphor","LED Phosphor","LED Phosphor","LED Phosphor","LED Phosphor","LED Phosphor","LED Phosphor","LED Phosphor","LED Phosphor","LED Phosphor","LED Phosphor","Mathematical","Mathematical","Mathematical","Mathematical","Mathematical","Mathematical","Mathematical","Mathematical","Mathematical","Mathematical","Mathematical","Mathematical","Mathematical","Mathematical","Mathematical","Mathematical","Other","Other","Other","Other","Other","LED Mixed","LED Mixed","LED Mixed","LED Mixed","LED Mixed","LED Mixed","LED Mixed","LED Mixed","LED Mixed","LED Mixed","LED Mixed","LED Mixed","LED Mixed","LED Mixed","LED Mixed","LED Mixed","LED Mixed","LED Mixed","LED Mixed","LED Mixed","LED Mixed","LED Mixed","LED Mixed","LED Mixed","LED Mixed","LED Mixed"]
["Name:","CIE F1","CIE F2","CIE F3","CIE F4","CIE F5","CIE F6","CIE F7","CIE F8","CIE F9","CIE F10","CIE F11","CIE F12","F32T8/930","F32T8/950","F34T12/CW/RS/EW","F34T12/LW/RS/EW","F34T12/WW/RS/EW","F40T12/C50 (1)","F40T12/C50 (2)","F40T12/C75 (1)","F40T12/C75 (2)","F40T12/CWX (1)","F40T12/CWX (2)","F40T12/DX (1)","F40T12/DX (2)","F40T12/DXTP (1)","F40T12/DXTP (2)","F40T12/N (1)","F40T12/N (2)","F32T8/730","F32T8/735","F32T8/741","F32T8/750","F32T8/830 (1)","F32T8/830 (2)","F32T8/830 (3)","F32T8/835 (1)","F32T8/835 (2)","F32T8/835 (3)","F32T8/841 (1)","F32T8/841 (2)","F32T8/841 (3)","F32T8/850 (1)","F32T8/850 (2)","F32T8/850 (3)","F32T8/865 (1)","F32T8/865 (2)","F40T12/30U","F40T12/35U","F40T12/41U","F40T12/50U","Modified Triphosphor (Duv= +0.000)","Modified Triphosphor (Duv= +0.006)","Modified Triphosphor (Duv= +0.01)","Modified Triphosphor (Duv= -0.005)","C100S54 (1) - HPS Standard","C100S54 (2) - HPS Standard","C100S54C (1) - HPS Deluxe","C100S54C (2) - HPS Deluxe","SDW-T 100W/LV - Super HPS","SDW-T 100W/LV - Super HPS","CDM 830 (1) - Metal Halide","CDM 830 (2) - Metal Halide","CDM 830 (3) - Metal Halide","CDM 940 (1) - Metal Halide","CDM 940 (2) - Metal Halide","MH100W - Metal Halide","MHC100/U/MP/3K - Metal Halide","MHC100/U/MP/4K - Metal Halide","MHC100UMP3K - Metal Halide","MHC100UMP4K - Metal Halide","H38HT-100 (1) - Mercury","H38HT-100 (2) - Mercury","H38JA-100/DX (1) - Mercury","H38JA-100/DX (2) - Mercury","Halogen (1)","Halogen (2)","Halogen (3)","Halogen MR16 (1)","Halogen MR16 (2)","Halogen MR16 (3)","Incandescent (60WA19)","Incandescent (75WA19 Halogena)","Incandescent (75WA19 Neodymium)","Incandescent (75WA19 Rough House)","Incandescent (75WA19 Softer White)","Krypton Incandescent","Neodymium Incandescent","Filtered Halogen","LED Hybrid Blue Pump (1)","LED Hybrid Blue Pump (2)","LED Hybrid Blue Pump (3)","LED Hybrid Blue Pump (4)","LED Hybrid Blue Pump (5)","LED Hybrid Blue Pump (6)","LED Hybrid Blue Pump (7)","LED Hybrid Blue Pump (8)","LED Hybrid Blue Pump (9)","LED Hybrid Blue Pump (10)","LED Hybrid Blue Pump (11)","LED Hybrid Blue Pump (12)","LED Hybrid Blue Pump (13)","LED Hybrid Violet Pump (1)","LED Hybrid Violet Pump (2)","RGB (445/500/640)","RGB (445/500/640)","RGB (445/515/640)","RGB (445/520/640)","RGB (450/525/625) 3K","RGB (450/525/625) 4K","RGB (450/530/645)","RGB (455/530/615)","RGB (455/534/616)","RGB (455/547/623)","RGB (457/540/605)","RGB (460/525/625)","RGB (460/540/620)","RGB (464/538/613)","RGB (464/546/620)","RGB (464/562/626)","RGB (465/525/630)","RGB (465/530/620)","RGB (465/535/590)","RGB (465/546/614)","RGB (466/538/603)","RGB (467/548/616)","RGB (470/525/630)","RGB (470/530/635)","RGB (472/550/603)","RGB (473/545/616)","RGB (474/545/616) Duv=+0.006 ","RGB (474/545/616) Duv=+0.01 ","RGB (474/545/616) Duv=0.000 ","RGB (474/545/616) Duv=-0.006 ","RGB (475/515/630)","RGB (475/545/615)","RGBA (445/495/555/615)","RGBA (445/495/555/615)","RGBA (445/505/590/640)","RGBA (445/505/595/640)","RGBA (445/520/595/640)","RGBA (447/512/573/627)","RGBA (450/525/580/625)","RGBA (450/525/600/650)","RGBA (455/530/590/635) 3K","RGBA (455/530/590/635) 3K-A","RGBA (455/530/590/635) 3K-B","RGBA (455/530/590/635) 3K-C","RGBA (455/530/590/635) 3K-D","RGBA (455/530/590/635) 3K-E","RGBA (455/530/590/635) 3K-F","RGBA (455/530/590/635) 3K-G","RGBA (455/530/590/635) 3K-H","RGBA (455/530/590/635) 3K-I","RGBA (455/530/590/635) 4K","RGBA (455/530/590/635) 4K-A","RGBA (455/530/590/635) 4K-B","RGBA (455/530/590/635) 4K-C","RGBA (455/530/590/635) 4K-D","RGBA (455/530/590/635) 4K-E","RGBA (455/530/590/635) 4K-F","RGBA (455/530/590/635) 4K-G","RGBA (455/530/590/635) 4K-H","RGBA (455/530/590/635) 4K-I","RGBA (460/530/575/625)","RGBA (461/526/576/624)","RGBA (470/520/595/635) - 27K","RGBA (470/520/595/635) - 65K","LED Phosphor Blue Pump (01)","LED Phosphor Blue Pump (02)","LED Phosphor Blue Pump (03)","LED Phosphor Blue Pump (04)","LED Phosphor Blue Pump (05)","LED Phosphor Blue Pump (06)","LED Phosphor Blue Pump (07)","LED Phosphor Blue Pump (08)","LED Phosphor Blue Pump (09)","LED Phosphor Blue Pump (10)","LED Phosphor Blue Pump (11)","LED Phosphor Blue Pump (12)","LED Phosphor Blue Pump (13)","LED Phosphor Blue Pump (14)","LED Phosphor Blue Pump (15)","LED Phosphor Blue Pump (16)","LED Phosphor Blue Pump (17)","LED Phosphor Blue Pump (18)","LED Phosphor Blue Pump (19)","LED Phosphor Blue Pump (20)","LED Phosphor Blue Pump (21)","LED Phosphor Blue Pump (22)","LED Phosphor Blue Pump (23)","LED Phosphor Blue Pump (24)","LED Phosphor Blue Pump (25)","LED Phosphor Blue Pump (26)","LED Phosphor Blue Pump (27)","LED Phosphor Blue Pump (28)","LED Phosphor Blue Pump (29)","LED Phosphor Blue Pump (30)","LED Phosphor Blue Pump (31)","LED Phosphor Blue Pump (32)","LED Phosphor Blue Pump (33)","LED Phosphor Blue Pump (34)","LED Phosphor Blue Pump (35)","LED Phosphor Blue Pump (36)","LED Phosphor Blue Pump (37)","LED Phosphor Blue Pump (38)","LED Phosphor Blue Pump (39)","LED Phosphor Blue Pump (40)","LED Phosphor Blue Pump (41)","LED Phosphor Blue Pump (42)","LED Phosphor Blue Pump (43)","LED Phosphor Blue Pump (44)","LED Phosphor Blue Pump (45)","LED Phosphor Blue Pump (46)","LED Phosphor Blue Pump (47)","LED Phosphor Blue Pump (48)","LED Phosphor Blue Pump (49)","LED Phosphor Blue Pump (50)","LED Phosphor Blue Pump (51)","LED Phosphor Blue Pump (52)","LED Phosphor Blue Pump (53)","LED Phosphor Blue Pump (54)","LED Phosphor Blue Pump (55)","LED Phosphor Blue Pump (56)","LED Phosphor Blue Pump (57)","LED Phosphor Blue Pump (58)","LED Phosphor Blue Pump (59)","LED Phosphor Blue Pump (60)","LED Phosphor Blue Pump (61)","LED Phosphor Blue Pump (62)","LED Phosphor Blue Pump (63)","LED Phosphor Blue Pump (64)","LED Phosphor Blue Pump (65)","LED Phosphor Blue Pump (66)","LED Phosphor Blue Pump (67)","LED Phosphor Blue Pump (68)","LED Phosphor Blue Pump (69)","LED Phosphor Blue Pump (70)","LED Phosphor Blue Pump (71)","LED Phosphor Blue Pump (72)","LED Phosphor Blue Pump (73)","LED Phosphor Blue Pump (74)","LED Phosphor Blue Pump (75)","LED Phosphor Blue Pump (76)","LED Phosphor Blue Pump (77)","LED Phosphor Blue Pump (78)","LED Phosphor Blue Pump (79)","LED Phosphor Blue Pump (80)","LED Phosphor Blue Pump (81)","LED Phosphor Blue Pump (82)","LED Phosphor Blue Pump (83)","LED Phosphor Blue Pump (84)","LED Phosphor Blue Pump (85)","LED Phosphor Blue Pump (86)","LED Phosphor Blue Pump (87)","LED Phosphor Blue Pump (88)","LED Phosphor Blue Pump (89)","LED Phosphor Blue Pump (90)","LED Phosphor Blue Pump (91)","LED Phosphor Blue Pump (92)","LED Phosphor Blue Pump (93)","LED Phosphor Blue Pump (94)","LED Phosphor Blue Pump (95)","LED Phosphor Blue Pump (96)","LED Phosphor Blue Pump (97)","LED Phosphor Blue Pump (98)","LED Phosphor Blue Pump (99)","LED Phosphor Blue Pump (100)","LED Phosphor Blue Pump (101)","LED Phosphor Blue Pump (102)","LED Phosphor Blue Pump (103)","LED Phosphor Blue Pump (104)","LED Phosphor Blue Pump (105)","LED Phosphor Blue Pump (106)","LED Phosphor Blue Pump (107)","LED Phosphor Blue Pump (108)","LED Phosphor Blue Pump (109)","LED Phosphor Blue Pump (110)","LED Phosphor Blue Pump (111)","LED Phosphor Blue Pump (112)","LED Phosphor Blue Pump (113)","LED Phosphor Blue Pump (114)","LED Phosphor Blue Pump (115)","LED Phosphor Blue Pump (116)","LED Phosphor Blue Pump (117)","LED Phosphor Blue Pump (118)","LED Phosphor Blue Pump (119)","LED Phosphor Blue Pump (120)","LED Phosphor Blue Pump (121)","LED Phosphor Blue Pump (122)","LED Phosphor Blue Pump (123)","LED Phosphor Blue Pump (124)","LED Phosphor Blue Pump (125)","LED Phosphor Violet Pump (1)","LED Phosphor Violet Pump (2)","LED Phosphor Violet Pump (3)","LED Phosphor Violet Pump (4)","CIE D Series 5000 K","CIE D Series 5500 K","CIE D Series 6000 K","CIE D Series 6500 K","CIE D Series 7000 K","CIE D Series 7500 K","CIE D Series 8000 K","Mixed Reference 5000 K ","Planckian Radiation 2000 K ","Planckian Radiation 2500 K","Planckian Radiation 2700 K","Planckian Radiation 3000 K","Planckian Radiation 3500 K","Planckian Radiation 4000 K","Planckian Radiation 4500 K","Planckian Radiation 4999 K","Equal Energy","Ideal Prime Color","Plasma","Tri-band Gaussian","Tri-band Gaussian","LDRD1","LDRD2","LDRD3","LDRD4","LDRD5","LDRD6","LDRD7","LDRD8","LDRD9","LDRD10","LDRD11","LDRD12","LDRD13","LDRD14","LDRD15","LDRD16","LDRD17","LDRD18","LDRD19","LDRD20","LDRD21","LDRD22","LDRD23","LDRD24","LDRD25","LDRD26",null,null,null,null,null,"PC Amber - Manf 1","PC Amber - Manf 2","PC Amber - Manf 3","PC Amber - Manf 4","Amber - Manf 1","Amber - Manf 2","Amber - Manf 4","Red - Manf 1","Far Red - Manf 1","PC 2000 K","PC 1800 K","HPS","LPS"]
["Category:","Model","Model","Model","Model","Model","Model","Model","Model","Model","Model","Model","Model","Commercial","Commercial","Commercial","Commercial","Commercial","Commercial","Commercial","Commercial","Commercial","Commercial","Commercial","Commercial","Commercial","Commercial","Commercial","Commercial","Commercial","Commercial","Commercial","Commercial","Commercial","Commercial","Commercial","Commercial","Commercial","Commercial","Commercial","Commercial","Commercial","Commercial","Commercial","Commercial","Commercial","Commercial","Commercial","Commercial","Commercial","Commercial","Commercial","Model","Model","Model","Model","Commercial","Commercial","Commercial","Commercial","Commercial","Commercial","Commercial","Commercial","Commercial","Commercial","Commercial","Commercial","Commercial","Commercial","Commercial","Commercial","Commercial","Commercial","Commercial","Commercial","Commercial","Commercial","Commercial","Commercial","Commercial","Commercial","Commercial","Commercial","Commercial","Commercial","Commercial","Commercial","Commercial","Commercial","Commercial","Commercial","Commercial","Commercial","Commercial","Commercial","Experimental","Experimental","Experimental","Model","Model","Model","Model","Commercial","Commercial","Experimental","Model","Experimental","Model","Model","Model","Commercial","Experimental","Experimental","Experimental","Experimental","Model","Experimental","Experimental","Experimental","Experimental","Model","Experimental","Experimental","Experimental","Experimental","Experimental","Model","Model","Experimental","Experimental","Experimental","Experimental","Experimental","Experimental","Experimental","Experimental","Experimental","Model","Model","Experimental","Experimental","Experimental","Model","Model","Experimental","Experimental","Experimental","Experimental","Experimental","Experimental","Experimental","Experimental","Experimental","Experimental","Experimental","Experimental","Experimental","Experimental","Experimental","Experimental","Experimental","Experimental","Experimental","Experimental","Experimental","Experimental","Model","Model","Commercial","Commercial","Commercial","Commercial","Commercial","Commercial","Commercial","Commercial","Commercial","Commercial","Commercial","Commercial","Commercial","Commercial","Commercial","Commercial","Commercial","Commercial","Commercial","Commercial","Commercial","Commercial","Commercial","Commercial","Commercial","Commercial","Commercial","Commercial","Commercial","Commercial","Commercial","Commercial","Commercial","Commercial","Commercial","Commercial","Commercial","Commercial","Commercial","Commercial","Commercial","Commercial","Commercial","Commercial","Commercial","Commercial","Commercial","Commercial","Commercial","Commercial","Commercial","Commercial","Commercial","Commercial","Commercial","Commercial","Commercial","Commercial","Commercial","Commercial","Commercial","Commercial","Commercial","Commercial","Commercial","Commercial","Commercial","Commercial","Commercial","Commercial","Commercial","Commercial","Commercial","Commercial","Commercial","Commercial","Commercial","Commercial","Commercial","Commercial","Commercial","Commercial","Commercial","Commercial","Commercial","Commercial","Commercial","Commercial","Commercial","Commercial","Commercial","Commercial","Commercial","Commercial","Commercial","Commercial","Commercial","Commercial","Commercial","Commercial","Commercial","Commercial","Commercial","Commercial","Commercial","Commercial","Commercial","Commercial","Commercial","Commercial","Commercial","Commercial","Commercial","Commercial","Commercial","Commercial","Commercial","Commercial","Commercial","Commercial","Commercial","Commercial","Commercial","Commercial","Experimental","Commercial","Commercial","Commercial","Commercial","Theoretical","Theoretical","Theoretical","Theoretical","Theoretical","Theoretical","Theoretical","Theoretical","Theoretical","Theoretical","Theoretical","Theoretical","Theoretical","Theoretical","Theoretical","Theoretical","Theoretical","Theoretical","Commercial","Theoretical","Theoretical","Experimental","Experimental","Experimental","Experimental","Experimental","Experimental","Experimental","Experimental","Experimental","Experimental","Experimental","Experimental","Experimental","Experimental","Experimental","Experimental","Experimental","Experimental","Experimental","Experimental","Experimental","Experimental","Experimental","Experimental","Experimental","Experimental"]
[380,4.2820999999999998E-2,3.3734E-2,2.5746000000000002E-2,1.8824E-2,4.5878000000000002E-2,3.2198999999999998E-2,5.7997E-2,3.5484000000000002E-2,2.759E-2,1.5063E-2,1.2493000000000001E-2,1.4008E-2,1.1082E-2,1.9598000000000001E-2,2.964E-2,1.3885E-2,1.8348E-2,2.7952000000000001E-2,1.7305000000000001E-2,5.6048000000000001E-2,3.2294000000000003E-2,2.7383000000000001E-2,2.3859999999999999E-2,3.7782999999999997E-2,2.7073E-2,4.5330000000000002E-2,3.1976999999999998E-2,3.108E-2,2.2242999999999999E-2,9.5899999999999996E-3,1.2597000000000001E-2,1.0418E-2,1.0854000000000001E-2,3.9379999999999997E-3,1.1818E-2,3.7439999999999999E-3,4.4539999999999996E-3,4.0610000000000004E-3,4.1549999999999998E-3,4.0369999999999998E-3,8.1939999999999999E-3,3.5999999999999999E-3,3.4740000000000001E-3,6.8999999999999999E-3,3.274E-3,4.3819999999999996E-3,3.9890000000000004E-3,1.1814E-2,1.2611000000000001E-2,1.1932999999999999E-2,9.9010000000000001E-3,8.7699999999999996E-4,3.5399999999999999E-4,0,1.353E-3,9.0969999999999992E-3,8.881E-3,0,0,0,1.2286999999999999E-2,1.2987E-2,3.2212999999999999E-2,0,5.6641999999999998E-2,2.8570999999999999E-2,2.3524E-2,3.7615000000000003E-2,6.3767000000000004E-2,1.5671000000000001E-2,3.1354E-2,0,0,0,0,7.0670000000000004E-3,2.7695000000000001E-2,0,3.1192000000000001E-2,2.8975999999999998E-2,2.7973999999999999E-2,2.0663000000000001E-2,1.069E-2,3.7726999999999997E-2,3.0672999999999999E-2,2.4212999999999998E-2,9.4940000000000007E-3,3.3466999999999997E-2,0.14088999999999999,3.2169999999999998E-3,0,2.7529999999999998E-3,3.5460000000000001E-3,3.3779999999999999E-3,0,0,0,0,1.1019999999999999E-3,0,0,0,2.4285000000000001E-2,3.6213000000000002E-2,0,0,0,0,4.75E-4,6.3699999999999998E-4,8.7709999999999993E-3,0,0,0,0,1.4120000000000001E-3,0,0,0,0,2.245E-3,5.8830000000000002E-3,5.045E-3,0,0,0,2.4099999999999998E-3,1.2999999999999999E-3,0,0,0,0,0,0,7.8399999999999997E-4,0,1.9999999999999999E-6,0,0,0,0,1.9999999999999999E-6,0,3.748E-3,6.7599999999999995E-4,1.73E-4,4.2000000000000002E-4,4.73E-4,5.9599999999999996E-4,5.8200000000000005E-4,6.4999999999999994E-5,4.8000000000000001E-4,1.35E-4,2.9E-4,6.4300000000000002E-4,4.5899999999999999E-4,3.6299999999999999E-4,4.3399999999999998E-4,4.95E-4,3.8000000000000002E-4,4.6500000000000003E-4,3.01E-4,3.01E-4,4.8099999999999998E-4,0,0,6.3599999999999996E-4,1.4300000000000001E-3,0,0.01,9.6259999999999991E-3,2.7399999999999998E-3,0,5.5710000000000004E-3,6.5069999999999998E-3,2.6840000000000002E-3,6.0179999999999999E-3,5.7200000000000003E-3,4.3499999999999997E-3,7.28E-3,5.7200000000000003E-3,4.6059999999999999E-3,2.5490000000000001E-3,3.1189999999999998E-3,2.6900000000000001E-3,7.4299999999999995E-4,2.3241999999999999E-2,2.2207000000000001E-2,1.7378999999999999E-2,1.8279E-2,2.1289999999999998E-3,1.815E-3,1.5272000000000001E-2,1.2891E-2,2.5730000000000002E-3,1.5391E-2,2.1129999999999999E-3,1.8370000000000001E-3,3.1000000000000001E-5,2.3310000000000002E-3,1.2290000000000001E-3,1.3619999999999999E-3,1.5150000000000001E-3,3.4770000000000001E-3,5.2290000000000001E-3,2.2569999999999999E-3,1.622E-3,7.7790000000000003E-3,1.3256E-2,4.0200000000000001E-3,2.7699999999999999E-3,1.1769E-2,2.9629999999999999E-3,1.2258E-2,1.1982E-2,1.2326999999999999E-2,2.8170000000000001E-3,1.8259999999999999E-3,2.1299999999999999E-3,4.3200000000000001E-3,4.7450000000000001E-3,7.1250000000000003E-3,2.415E-3,0,1.3398999999999999E-2,1.5959000000000001E-2,1.6855999999999999E-2,4.0994999999999997E-2,1.7160000000000001E-3,5.5710000000000004E-3,5.9090000000000002E-3,0,8.7430000000000008E-3,1.0859999999999999E-3,8.8999999999999995E-4,1.2639999999999999E-3,9.9400000000000009E-4,6.6540000000000002E-3,1.7704999999999999E-2,2.238E-3,1.4892000000000001E-2,2.281E-3,0,0,2.9239999999999999E-3,4.7650000000000001E-3,2.0888E-2,2.2989999999999998E-3,1.5476E-2,2.4940000000000001E-3,8.6619999999999996E-3,2.2880000000000001E-3,2.6919999999999999E-3,9.9740000000000002E-3,3.7959999999999999E-3,4.5849999999999997E-3,1.618E-2,4.4339999999999996E-3,3.1930000000000001E-3,2.98E-3,2.8159999999999999E-3,6.0089999999999996E-3,2.0300000000000001E-3,2.4250000000000001E-3,1.5613E-2,2.9139999999999999E-3,2.294E-3,2.1189999999999998E-3,2.222E-3,2.2629999999999998E-3,6.0489999999999997E-3,1.9335999999999999E-2,1.6861999999999999E-2,1.5889999999999999E-3,2.7460000000000002E-3,5.3870000000000003E-3,3.1449999999999998E-3,3.0690000000000001E-3,7.67E-4,4.444E-3,4.4600000000000004E-3,4.7210000000000004E-3,4.542E-3,3.15E-3,4.64E-3,6.5659999999999998E-3,6.9470000000000001E-3,0,0,0,0,0,3.258E-3,7.8019999999999999E-3,1.0329E-2,0,9.9939999999999994E-3,0.23732,0.31229000000000001,0.37580000000000002,3.4587743739104698E-3,0.46629999999999999,0.50126999999999999,0.53161000000000003,0.4043233675064104,2.2139999999999998E-3,1.5424E-2,2.7407000000000001E-2,5.6198999999999999E-2,0.14124999999999999,0.27766000000000002,0.44114999999999999,0.60404000000000002,1,0,0.35261999999999999,0,0,0,0,0,0,0,0,0,0,0,0,0,0,0,0,0,0,0,0,0,0,0,0,0,0,0,0,null,null,null,null,null,0,0,0,5.1289999999999999E-3,0,0,0,0,0,4.0000000000000002E-4,2.5999999999999999E-3,6.8259999999999996E-3,0]
[381,4.5065000000000001E-2,3.5449000000000001E-2,2.7002000000000002E-2,1.9682999999999999E-2,4.8232999999999998E-2,3.3793999999999998E-2,6.0805999999999999E-2,3.7185000000000003E-2,2.8938999999999999E-2,1.4222E-2,1.1724E-2,1.3074000000000001E-2,1.0659999999999999E-2,2.0857000000000001E-2,3.1182999999999999E-2,1.4546E-2,1.8846000000000002E-2,2.8303999999999999E-2,1.7680999999999999E-2,5.7839000000000002E-2,3.4338E-2,2.8625000000000001E-2,2.4917000000000002E-2,3.9822999999999997E-2,2.8337999999999999E-2,4.7581999999999999E-2,3.3527000000000001E-2,3.2426999999999997E-2,2.2835999999999999E-2,9.1862000000000003E-3,1.206E-2,1.0214000000000001E-2,1.0777E-2,3.5753999999999998E-3,1.0995E-2,3.2780000000000001E-3,4.1082000000000002E-3,3.8276E-3,3.7244000000000001E-3,3.7255999999999999E-3,7.6118000000000002E-3,3.2399999999999998E-3,3.2588000000000001E-3,6.6667999999999996E-3,2.9880000000000002E-3,4.1672000000000002E-3,3.7098000000000001E-3,1.0902999999999999E-2,1.1682E-2,1.0968E-2,9.2542000000000006E-3,8.2260000000000005E-4,3.3199999999999999E-4,0,1.2692000000000001E-3,9.2612000000000007E-3,8.8354000000000002E-3,1.8276E-3,2.0801999999999999E-3,2.8392000000000001E-3,1.3752E-2,1.8182E-2,4.2166000000000002E-2,4.8780000000000004E-3,7.4760999999999994E-2,0.06,2.4486000000000001E-2,4.3033000000000002E-2,7.3492000000000002E-2,2.5628999999999999E-2,4.5497000000000003E-2,2.3333999999999998E-3,8.6660000000000003E-4,2.8506E-3,1.1248E-3,7.4203999999999997E-3,2.9318E-2,0,3.2282999999999999E-2,3.0686999999999999E-2,2.9295000000000002E-2,2.1253000000000001E-2,1.1127E-2,3.8740999999999998E-2,3.1439000000000002E-2,2.4920000000000001E-2,1.076E-2,3.4116E-2,0.14344999999999999,3.2169999999999998E-3,0,2.7529999999999998E-3,3.1372000000000001E-3,2.9884E-3,0,0,0,0,1.1562E-3,0,0,0,3.0291999999999999E-2,4.2788E-2,0,0,0,0,4.4020000000000002E-4,6.0360000000000003E-4,9.0500000000000008E-3,0,0,1.9999999999999999E-7,0,1.3803999999999999E-3,0,0,0,0,2.2547999999999999E-3,5.3372000000000003E-3,5.2005999999999997E-3,0,0,0,2.0685999999999999E-3,1.8412000000000001E-3,0,0,0,0,0,0,7.6900000000000004E-4,0,3.4000000000000001E-6,0,0,0,0,3.1999999999999999E-6,3.9999999999999998E-7,3.5341999999999999E-3,7.226E-4,2.1039999999999999E-4,4.596E-4,4.394E-4,5.1619999999999997E-4,5.622E-4,7.5199999999999998E-5,4.7760000000000001E-4,1.6420000000000001E-4,2.8600000000000001E-4,7.0080000000000001E-4,4.5160000000000003E-4,3.8640000000000001E-4,4.1520000000000001E-4,4.816E-4,3.68E-4,4.4900000000000002E-4,3.4939999999999998E-4,3.2939999999999998E-4,4.7380000000000002E-4,0,0,5.8839999999999999E-4,1.2329999999999999E-3,0,1.2E-2,9.6259999999999991E-3,2.7334E-3,0,5.5710000000000004E-3,6.3823999999999999E-3,2.6776E-3,6.3213999999999996E-3,6.0260000000000001E-3,4.5180000000000003E-3,7.6882000000000001E-3,6.0260000000000001E-3,4.6898E-3,2.5490000000000001E-3,3.1097999999999998E-3,2.7215999999999998E-3,6.6879999999999999E-4,2.3578000000000002E-2,2.3127000000000002E-2,1.8103999999999999E-2,1.9375E-2,2.1289999999999998E-3,1.815E-3,1.5214E-2,1.2727E-2,2.5730000000000002E-3,1.5243E-2,2.2185999999999998E-3,1.9594E-3,3.1000000000000001E-5,2.3310000000000002E-3,1.2290000000000001E-3,1.3619999999999999E-3,1.5150000000000001E-3,3.5098E-3,5.3731999999999999E-3,2.2569999999999999E-3,1.66E-3,7.7971999999999998E-3,1.3148999999999999E-2,3.9255999999999996E-3,2.7797999999999998E-3,1.1723000000000001E-2,2.9629999999999999E-3,1.2115000000000001E-2,1.1839000000000001E-2,1.2206E-2,2.7983999999999999E-3,1.8259999999999999E-3,2.1342000000000002E-3,4.352E-3,4.8009999999999997E-3,7.1354000000000001E-3,2.415E-3,0,1.2583E-2,1.6143000000000001E-2,1.6506E-2,4.0728E-2,1.7160000000000001E-3,5.3654000000000002E-3,7.2594000000000001E-3,0,8.9130000000000008E-3,1.0859999999999999E-3,8.8999999999999995E-4,1.2639999999999999E-3,1.0931999999999999E-3,6.6871999999999999E-3,1.7443E-2,2.238E-3,1.4905E-2,2.4331999999999999E-3,0,0,2.9239999999999999E-3,4.8311999999999999E-3,2.0879999999999999E-2,2.2989999999999998E-3,1.5820000000000001E-2,2.4940000000000001E-3,8.9776000000000005E-3,2.2880000000000001E-3,3.2306000000000001E-3,9.9930000000000001E-3,3.7115999999999998E-3,4.5894000000000004E-3,1.5911000000000002E-2,4.5640000000000003E-3,3.3086000000000001E-3,3.0398000000000001E-3,2.9037999999999998E-3,6.0914000000000003E-3,2.0300000000000001E-3,2.4250000000000001E-3,1.5671000000000001E-2,2.9139999999999999E-3,2.4467999999999998E-3,2.2604000000000001E-3,2.3027999999999998E-3,2.3492000000000001E-3,6.2922000000000004E-3,1.9053E-2,1.6572E-2,1.5889999999999999E-3,2.9802000000000001E-3,5.2116000000000003E-3,3.1338E-3,3.0688E-3,7.7340000000000004E-4,4.3036000000000003E-3,4.3575999999999997E-3,4.3541999999999999E-3,4.0908000000000003E-3,3.5796000000000001E-3,4.4863999999999998E-3,6.5659999999999998E-3,7.4954000000000002E-3,0,0,0,0,0,3.2423999999999999E-3,8.1367999999999996E-3,1.0803999999999999E-2,5.7459999999999998E-4,1.035E-2,0.24254000000000001,0.31757000000000002,0.38056000000000001,3.4704367839880797E-3,0.46949000000000002,0.50373000000000001,0.53339000000000003,0.40883034833727983,2.3016E-3,1.5857E-2,2.8086E-2,5.7362999999999997E-2,0.14344999999999999,0.28094999999999998,0.44511000000000001,0.60809999999999997,1,0,0.32463999999999998,0,0,0,0,0,0,0,0,0,0,0,0,0,0,0,0,0,0,0,0,0,0,0,0,0,0,2.2636229459749302E-6,0,null,null,null,null,null,0,0,0,5.0639999999999999E-3,0,0,0,0,0,0,1.1999999999999999E-3,7.3309999999999998E-3,0]
[382,4.7308999999999997E-2,3.7164000000000003E-2,2.8257999999999998E-2,2.0542000000000001E-2,5.0589000000000002E-2,3.5388000000000003E-2,6.3615000000000005E-2,3.8885999999999997E-2,3.0287999999999999E-2,1.338E-2,1.0954999999999999E-2,1.214E-2,1.0238000000000001E-2,2.2116E-2,3.2726999999999999E-2,1.5206000000000001E-2,1.9345000000000001E-2,2.8656000000000001E-2,1.8057E-2,5.9630000000000002E-2,3.6380999999999997E-2,2.9866E-2,2.5974000000000001E-2,4.1862000000000003E-2,2.9603000000000001E-2,4.9834000000000003E-2,3.5076999999999997E-2,3.3773999999999998E-2,2.3428999999999998E-2,8.7823999999999992E-3,1.1521999999999999E-2,1.001E-2,1.0699999999999999E-2,3.2128E-3,1.0170999999999999E-2,2.8119999999999998E-3,3.7623999999999999E-3,3.5942000000000001E-3,3.2937999999999999E-3,3.4142E-3,7.0296000000000004E-3,2.8800000000000002E-3,3.0436E-3,6.4336000000000003E-3,2.702E-3,3.9524E-3,3.4305999999999998E-3,9.9912000000000004E-3,1.0753E-2,1.0004000000000001E-2,8.6073999999999994E-3,7.6820000000000002E-4,3.1E-4,0,1.1854000000000001E-3,9.4254000000000004E-3,8.7898000000000004E-3,3.6551999999999999E-3,4.1603999999999999E-3,5.6784000000000001E-3,1.5217E-2,2.3376999999999998E-2,5.212E-2,9.7560000000000008E-3,9.2880000000000004E-2,9.1427999999999995E-2,2.5447999999999998E-2,4.8452000000000002E-2,8.3216999999999999E-2,3.5586E-2,5.9639999999999999E-2,4.6667999999999996E-3,1.7332000000000001E-3,5.7012E-3,2.2496E-3,7.7738E-3,3.0941E-2,0,3.3374000000000001E-2,3.2398000000000003E-2,3.0616000000000001E-2,2.1843000000000001E-2,1.1564E-2,3.9754999999999999E-2,3.2204999999999998E-2,2.5627E-2,1.2026E-2,3.4764999999999997E-2,0.14601,3.2169999999999998E-3,0,2.7529999999999998E-3,2.7284000000000002E-3,2.5988000000000001E-3,0,0,0,0,1.2103999999999999E-3,0,0,0,3.6297999999999997E-2,4.9362999999999997E-2,0,0,0,0,4.0539999999999999E-4,5.7019999999999998E-4,9.3290000000000005E-3,0,0,3.9999999999999998E-7,0,1.3488E-3,0,0,0,0,2.2645999999999999E-3,4.7914000000000003E-3,5.3562000000000002E-3,0,0,0,1.7271999999999999E-3,2.3823999999999998E-3,0,0,0,0,0,0,7.54E-4,0,4.7999999999999998E-6,0,0,0,0,4.4000000000000002E-6,7.9999999999999996E-7,3.3203999999999998E-3,7.6920000000000005E-4,2.4780000000000001E-4,4.9919999999999999E-4,4.058E-4,4.3639999999999998E-4,5.4239999999999996E-4,8.5400000000000002E-5,4.752E-4,1.9340000000000001E-4,2.8200000000000002E-4,7.5860000000000001E-4,4.4420000000000001E-4,4.0979999999999999E-4,3.9639999999999999E-4,4.682E-4,3.5599999999999998E-4,4.3300000000000001E-4,3.9780000000000002E-4,3.5780000000000002E-4,4.6660000000000001E-4,0,0,5.4080000000000003E-4,1.036E-3,0,1.4E-2,9.6259999999999991E-3,2.7268000000000001E-3,0,5.5710000000000004E-3,6.2578E-3,2.6711999999999999E-3,6.6248000000000001E-3,6.332E-3,4.6860000000000001E-3,8.0964000000000001E-3,6.332E-3,4.7736000000000002E-3,2.5490000000000001E-3,3.1005999999999998E-3,2.7531999999999999E-3,5.9460000000000003E-4,2.3914000000000001E-2,2.4048E-2,1.8828000000000001E-2,2.0471E-2,2.1289999999999998E-3,1.815E-3,1.5155999999999999E-2,1.2564000000000001E-2,2.5730000000000002E-3,1.5094E-2,2.3241999999999998E-3,2.0818E-3,3.1000000000000001E-5,2.3310000000000002E-3,1.2290000000000001E-3,1.3619999999999999E-3,1.5150000000000001E-3,3.5425999999999999E-3,5.5174000000000004E-3,2.2569999999999999E-3,1.6980000000000001E-3,7.8154000000000001E-3,1.3041000000000001E-2,3.8311999999999999E-3,2.7896000000000002E-3,1.1677999999999999E-2,2.9629999999999999E-3,1.1972E-2,1.1697000000000001E-2,1.2085E-2,2.7797999999999998E-3,1.8259999999999999E-3,2.1383999999999999E-3,4.3839999999999999E-3,4.8570000000000002E-3,7.1457999999999999E-3,2.415E-3,0,1.1766E-2,1.6327000000000001E-2,1.6156E-2,4.0460999999999997E-2,1.7160000000000001E-3,5.1598E-3,8.6098000000000008E-3,0,9.0830000000000008E-3,1.0859999999999999E-3,8.8999999999999995E-4,1.2639999999999999E-3,1.1923999999999999E-3,6.7203999999999996E-3,1.7181999999999999E-2,2.238E-3,1.4917E-2,2.5853999999999999E-3,0,0,2.9239999999999999E-3,4.8973999999999997E-3,2.0872000000000002E-2,2.2989999999999998E-3,1.6164000000000001E-2,2.4940000000000001E-3,9.2931999999999997E-3,2.2880000000000001E-3,3.7691999999999999E-3,1.0012E-2,3.6272000000000001E-3,4.5938000000000003E-3,1.5640999999999999E-2,4.6940000000000003E-3,3.4242000000000001E-3,3.0996000000000001E-3,2.9916000000000001E-3,6.1738000000000001E-3,2.0300000000000001E-3,2.4250000000000001E-3,1.5729E-2,2.9139999999999999E-3,2.5996000000000001E-3,2.4017999999999999E-3,2.3836E-3,2.4353999999999999E-3,6.5354000000000002E-3,1.8770999999999999E-2,1.6282000000000001E-2,1.5889999999999999E-3,3.2144000000000001E-3,5.0362000000000002E-3,3.1226000000000001E-3,3.0685999999999999E-3,7.7979999999999998E-4,4.1631999999999997E-3,4.2551999999999998E-3,3.9874000000000003E-3,3.6396000000000002E-3,4.0092000000000001E-3,4.3328000000000004E-3,6.5659999999999998E-3,8.0438000000000003E-3,0,0,0,0,0,3.2268000000000002E-3,8.4715999999999993E-3,1.1279000000000001E-2,1.1492E-3,1.0706E-2,0.24776000000000001,0.32285000000000003,0.38530999999999999,3.5002407208748832E-3,0.47269,0.50617999999999996,0.53517999999999999,0.41333024957228964,2.3892000000000002E-3,1.6289999999999999E-2,2.8764999999999999E-2,5.8527000000000003E-2,0.14566000000000001,0.28423999999999999,0.44907999999999998,0.61216000000000004,1,0,0.29665000000000002,0,0,0,0,0,0,0,0,0,0,0,0,0,0,0,0,0,0,0,0,0,0,0,0,0,0,3.3441353934904328E-6,0,null,null,null,null,null,0,0,0,5.0000000000000001E-3,0,0,0,0,0,1.1999999999999999E-3,0,7.7949999999999998E-3,0]
[383,4.9554000000000001E-2,3.8879999999999998E-2,2.9513000000000001E-2,2.1399999999999999E-2,5.2943999999999998E-2,3.6983000000000002E-2,6.6424999999999998E-2,4.0585999999999997E-2,3.1636999999999998E-2,1.2539E-2,1.0187E-2,1.1207E-2,9.8154000000000002E-3,2.3376000000000001E-2,3.4270000000000002E-2,1.5866999999999999E-2,1.9843E-2,2.9007000000000002E-2,1.8432E-2,6.1420000000000002E-2,3.8425000000000001E-2,3.1108E-2,2.7029999999999998E-2,4.3901999999999997E-2,3.0866999999999999E-2,5.2087000000000001E-2,3.6625999999999999E-2,3.5120999999999999E-2,2.4022999999999999E-2,8.3785999999999999E-3,1.0985E-2,9.8066000000000004E-3,1.0621999999999999E-2,2.8502000000000002E-3,9.3477999999999999E-3,2.346E-3,3.4166000000000001E-3,3.3608000000000002E-3,2.8632000000000002E-3,3.1028000000000002E-3,6.4473999999999998E-3,2.5200000000000001E-3,2.8284E-3,6.2004E-3,2.4160000000000002E-3,3.7376000000000002E-3,3.1513999999999999E-3,9.0798000000000007E-3,9.8233999999999995E-3,9.0392000000000007E-3,7.9606E-3,7.138E-4,2.8800000000000001E-4,0,1.1016000000000001E-3,9.5896000000000002E-3,8.7442000000000006E-3,5.4828000000000003E-3,6.2405999999999998E-3,8.5176000000000002E-3,1.6681999999999999E-2,2.8570999999999999E-2,6.2073000000000003E-2,1.4633999999999999E-2,0.111,0.12286,2.6408999999999998E-2,5.3870000000000001E-2,9.2942999999999998E-2,4.5544000000000001E-2,7.3782E-2,7.0001999999999998E-3,2.5998000000000002E-3,8.5518E-3,3.3744000000000001E-3,8.1271999999999994E-3,3.2564999999999997E-2,0,3.4465999999999997E-2,3.4109E-2,3.1935999999999999E-2,2.2433999999999999E-2,1.2001E-2,4.0767999999999999E-2,3.2969999999999999E-2,2.6334E-2,1.3291000000000001E-2,3.5413E-2,0.14857000000000001,3.2169999999999998E-3,0,2.7529999999999998E-3,2.3195999999999998E-3,2.2092000000000001E-3,0,0,0,0,1.2646000000000001E-3,0,0,0,4.2305000000000002E-2,5.5937000000000001E-2,0,0,0,0,3.7060000000000001E-4,5.3680000000000004E-4,9.6080000000000002E-3,0,0,5.9999999999999997E-7,0,1.3171999999999999E-3,0,0,0,0,2.2744000000000002E-3,4.2456000000000004E-3,5.5117999999999999E-3,0,0,0,1.3858E-3,2.9236000000000002E-3,0,0,0,0,0,0,7.3899999999999997E-4,0,6.1999999999999999E-6,0,0,0,0,5.5999999999999997E-6,1.1999999999999999E-6,3.1066000000000002E-3,8.1579999999999999E-4,2.8519999999999999E-4,5.3879999999999998E-4,3.7219999999999999E-4,3.5659999999999999E-4,5.2260000000000002E-4,9.5600000000000006E-5,4.728E-4,2.2259999999999999E-4,2.7799999999999998E-4,8.164E-4,4.3679999999999999E-4,4.3320000000000001E-4,3.7760000000000002E-4,4.548E-4,3.4400000000000001E-4,4.17E-4,4.462E-4,3.8620000000000001E-4,4.594E-4,0,0,4.9319999999999995E-4,8.3900000000000001E-4,0,1.6E-2,9.6259999999999991E-3,2.7201999999999999E-3,0,5.5710000000000004E-3,6.1332000000000001E-3,2.6648000000000002E-3,6.9281999999999998E-3,6.6379999999999998E-3,4.8539999999999998E-3,8.5045999999999993E-3,6.6379999999999998E-3,4.8574000000000004E-3,2.5490000000000001E-3,3.0913999999999998E-3,2.7848E-3,5.2039999999999996E-4,2.4251000000000002E-2,2.4968000000000001E-2,1.9553000000000001E-2,2.1565999999999998E-2,2.1289999999999998E-3,1.815E-3,1.5099E-2,1.24E-2,2.5730000000000002E-3,1.4945999999999999E-2,2.4298000000000002E-3,2.2041999999999999E-3,3.1000000000000001E-5,2.3310000000000002E-3,1.2290000000000001E-3,1.3619999999999999E-3,1.5150000000000001E-3,3.5753999999999998E-3,5.6616000000000001E-3,2.2569999999999999E-3,1.7359999999999999E-3,7.8335999999999996E-3,1.2933999999999999E-2,3.7368000000000002E-3,2.7994000000000001E-3,1.1632E-2,2.9629999999999999E-3,1.1828E-2,1.1554E-2,1.1965E-2,2.7612000000000001E-3,1.8259999999999999E-3,2.1426000000000001E-3,4.4159999999999998E-3,4.9129999999999998E-3,7.1561999999999997E-3,2.415E-3,0,1.095E-2,1.6511999999999999E-2,1.5805E-2,4.0193E-2,1.7160000000000001E-3,4.9541999999999997E-3,9.9602000000000007E-3,0,9.2530000000000008E-3,1.0859999999999999E-3,8.8999999999999995E-4,1.2639999999999999E-3,1.2916E-3,6.7536000000000002E-3,1.6920000000000001E-2,2.238E-3,1.4930000000000001E-2,2.7376000000000002E-3,0,0,2.9239999999999999E-3,4.9636000000000003E-3,2.0863E-2,2.2989999999999998E-3,1.6507000000000001E-2,2.4940000000000001E-3,9.6088000000000007E-3,2.2880000000000001E-3,4.3077999999999997E-3,1.0031E-2,3.5428E-3,4.5982000000000002E-3,1.5372E-2,4.8240000000000002E-3,3.5398000000000001E-3,3.1594000000000001E-3,3.0793999999999999E-3,6.2562E-3,2.0300000000000001E-3,2.4250000000000001E-3,1.5788E-2,2.9139999999999999E-3,2.7523999999999999E-3,2.5431999999999998E-3,2.4643999999999998E-3,2.5216000000000001E-3,6.7786000000000001E-3,1.8488000000000001E-2,1.5993E-2,1.5889999999999999E-3,3.4486E-3,4.8608000000000002E-3,3.1113999999999998E-3,3.0684000000000002E-3,7.8620000000000003E-4,4.0228E-3,4.1527999999999999E-3,3.6205999999999999E-3,3.1884000000000001E-3,4.4387999999999997E-3,4.1792000000000001E-3,6.5659999999999998E-3,8.5921999999999995E-3,0,0,0,0,0,3.2112E-3,8.8064000000000007E-3,1.1753E-2,1.7237999999999999E-3,1.1063E-2,0.25298999999999999,0.32812999999999998,0.39006000000000002,3.5404112445049088E-3,0.47588000000000003,0.50863999999999998,0.53696999999999995,0.41782293969335155,2.4767999999999999E-3,1.6722999999999998E-2,2.9444000000000001E-2,5.9691000000000001E-2,0.14785999999999999,0.28753000000000001,0.45304,0.61621999999999999,1,0,0.26866000000000001,0,0,0,0,0,0,0,0,0,0,0,0,0,0,0,0,0,0,0,0,0,0,0,0,0,0,2.4242501694970997E-6,0,null,null,null,null,null,0,0,0,4.9360000000000003E-3,0,0,0,0,0,0,0,8.1770000000000002E-3,0]
[384,5.1797999999999997E-2,4.0594999999999999E-2,3.0769000000000001E-2,2.2259000000000001E-2,5.5300000000000002E-2,3.8577E-2,6.9234000000000004E-2,4.2286999999999998E-2,3.2986000000000001E-2,1.1697000000000001E-2,9.4178000000000005E-3,1.0272999999999999E-2,9.3932000000000009E-3,2.4635000000000001E-2,3.5813999999999999E-2,1.6527E-2,2.0341999999999999E-2,2.9359E-2,1.8807999999999998E-2,6.3211000000000003E-2,4.0467999999999997E-2,3.2349000000000003E-2,2.8087000000000001E-2,4.5941000000000003E-2,3.2132000000000001E-2,5.4338999999999998E-2,3.8176000000000002E-2,3.6468E-2,2.4615999999999999E-2,7.9748000000000006E-3,1.0447E-2,9.6027999999999999E-3,1.0545000000000001E-2,2.4876E-3,8.5243999999999997E-3,1.8799999999999999E-3,3.0707999999999998E-3,3.1273999999999998E-3,2.4326E-3,2.7913999999999999E-3,5.8652000000000001E-3,2.16E-3,2.6132E-3,5.9671999999999998E-3,2.1299999999999999E-3,3.5228E-3,2.8722000000000001E-3,8.1683999999999993E-3,8.8941999999999997E-3,8.0745999999999995E-3,7.3137999999999996E-3,6.5939999999999998E-4,2.6600000000000001E-4,0,1.0177999999999999E-3,9.7538E-3,8.6986000000000008E-3,7.3103999999999999E-3,8.3207999999999997E-3,1.1357000000000001E-2,1.8147E-2,3.3765999999999997E-2,7.2026999999999994E-2,1.9512000000000002E-2,0.12912000000000001,0.15429000000000001,2.7370999999999999E-2,5.9289000000000001E-2,0.10267,5.5501000000000002E-2,8.7925000000000003E-2,9.3335999999999992E-3,3.4664000000000001E-3,1.1402000000000001E-2,4.4992000000000001E-3,8.4805999999999996E-3,3.4188000000000003E-2,0,3.5556999999999998E-2,3.5819999999999998E-2,3.3257000000000002E-2,2.3023999999999999E-2,1.2437999999999999E-2,4.1782E-2,3.3736000000000002E-2,2.7040999999999999E-2,1.4557E-2,3.6061999999999997E-2,0.15112999999999999,3.2169999999999998E-3,0,2.7529999999999998E-3,1.9108E-3,1.8196E-3,0,0,0,0,1.3188E-3,0,0,0,4.8311E-2,6.2511999999999998E-2,0,0,0,0,3.3579999999999998E-4,5.0339999999999998E-4,9.887E-3,0,0,7.9999999999999996E-7,0,1.2856E-3,0,0,0,0,2.2842000000000001E-3,3.6998000000000001E-3,5.6674000000000004E-3,0,0,0,1.0444E-3,3.4648000000000001E-3,0,0,0,0,0,0,7.2400000000000003E-4,0,7.6000000000000001E-6,0,0,0,0,6.8000000000000001E-6,1.5999999999999999E-6,2.8928000000000001E-3,8.6240000000000004E-4,3.2259999999999998E-4,5.7839999999999996E-4,3.3859999999999999E-4,2.7680000000000001E-4,5.0279999999999997E-4,1.058E-4,4.704E-4,2.5179999999999999E-4,2.7399999999999999E-4,8.742E-4,4.2939999999999997E-4,4.5659999999999999E-4,3.5879999999999999E-4,4.414E-4,3.3199999999999999E-4,4.0099999999999999E-4,4.9459999999999999E-4,4.1459999999999999E-4,4.5219999999999999E-4,0,0,4.4559999999999999E-4,6.4199999999999999E-4,0,1.7999999999999999E-2,9.6259999999999991E-3,2.7136E-3,0,5.5710000000000004E-3,6.0086000000000002E-3,2.6584E-3,7.2316000000000004E-3,6.9439999999999997E-3,5.0220000000000004E-3,8.9128000000000002E-3,6.9439999999999997E-3,4.9411999999999998E-3,2.5490000000000001E-3,3.0821999999999998E-3,2.8164000000000002E-3,4.462E-4,2.4587000000000001E-2,2.5888999999999999E-2,2.0277E-2,2.2662000000000002E-2,2.1289999999999998E-3,1.815E-3,1.5041000000000001E-2,1.2237E-2,2.5730000000000002E-3,1.4796999999999999E-2,2.5354000000000002E-3,2.3265999999999998E-3,3.1000000000000001E-5,2.3310000000000002E-3,1.2290000000000001E-3,1.3619999999999999E-3,1.5150000000000001E-3,3.6082000000000002E-3,5.8057999999999998E-3,2.2569999999999999E-3,1.774E-3,7.8518000000000008E-3,1.2826000000000001E-2,3.6424000000000001E-3,2.8092E-3,1.1587E-2,2.9629999999999999E-3,1.1684999999999999E-2,1.1412E-2,1.1844E-2,2.7426E-3,1.8259999999999999E-3,2.1467999999999999E-3,4.4479999999999997E-3,4.9690000000000003E-3,7.1666000000000004E-3,2.415E-3,0,1.0133E-2,1.6695999999999999E-2,1.5455E-2,3.9926000000000003E-2,1.7160000000000001E-3,4.7486000000000004E-3,1.1311E-2,0,9.4230000000000008E-3,1.0859999999999999E-3,8.8999999999999995E-4,1.2639999999999999E-3,1.3908E-3,6.7868E-3,1.6659E-2,2.238E-3,1.4942E-2,2.8898000000000001E-3,0,0,2.9239999999999999E-3,5.0298000000000001E-3,2.0854999999999999E-2,2.2989999999999998E-3,1.6851000000000001E-2,2.4940000000000001E-3,9.9243999999999999E-3,2.2880000000000001E-3,4.8463999999999998E-3,1.005E-2,3.4583999999999999E-3,4.6026000000000001E-3,1.5102000000000001E-2,4.9540000000000001E-3,3.6554000000000001E-3,3.2192000000000002E-3,3.1671999999999998E-3,6.3385999999999998E-3,2.0300000000000001E-3,2.4250000000000001E-3,1.5845999999999999E-2,2.9139999999999999E-3,2.9052000000000001E-3,2.6846000000000001E-3,2.5452000000000001E-3,2.6078E-3,7.0217999999999999E-3,1.8206E-2,1.5703000000000002E-2,1.5889999999999999E-3,3.6828E-3,4.6854000000000002E-3,3.1002E-3,3.0682000000000001E-3,7.9259999999999997E-4,3.8823999999999998E-3,4.0504E-3,3.2537999999999998E-3,2.7372E-3,4.8684000000000002E-3,4.0255999999999998E-3,6.5659999999999998E-3,9.1406000000000005E-3,0,0,0,0,0,3.1955999999999998E-3,9.1412000000000004E-3,1.2227999999999999E-2,2.2983999999999999E-3,1.1419E-2,0.25821,0.33340999999999998,0.39482,3.5831734148207488E-3,0.47908000000000001,0.51109000000000004,0.53874999999999995,0.42230828942201942,2.5644000000000001E-3,1.7156000000000001E-2,3.0123E-2,6.0854999999999999E-2,0.15007000000000001,0.29082999999999998,0.45700000000000002,0.62028000000000005,1,0,0.24067,0,0,0,0,0,0,0,0,0,0,0,0,0,0,0,0,0,0,0,0,0,0,0,0,0,0,0,0,null,null,null,null,null,0,0,0,4.8719999999999996E-3,0,0,0,0,0,4.0000000000000002E-4,1.1000000000000001E-3,8.4370000000000001E-3,0]
[385,5.4042E-2,4.231E-2,3.2024999999999998E-2,2.3118E-2,5.7654999999999998E-2,4.0171999999999999E-2,7.2042999999999996E-2,4.3987999999999999E-2,3.4334999999999997E-2,1.0855999999999999E-2,8.6490000000000004E-3,9.3390000000000001E-3,8.9709999999999998E-3,2.5894E-2,3.7357000000000001E-2,1.7187999999999998E-2,2.0840000000000001E-2,2.9711000000000001E-2,1.9184E-2,6.5002000000000004E-2,4.2512000000000001E-2,3.3591000000000003E-2,2.9144E-2,4.7981000000000003E-2,3.3397000000000003E-2,5.6591000000000002E-2,3.9725999999999997E-2,3.7815000000000001E-2,2.5208999999999999E-2,7.5709999999999996E-3,9.9100000000000004E-3,9.3989999999999994E-3,1.0468E-2,2.1250000000000002E-3,7.7010000000000004E-3,1.4139999999999999E-3,2.725E-3,2.8939999999999999E-3,2.0019999999999999E-3,2.48E-3,5.2830000000000004E-3,1.8E-3,2.398E-3,5.7340000000000004E-3,1.8439999999999999E-3,3.3080000000000002E-3,2.5929999999999998E-3,7.2570000000000004E-3,7.9649999999999999E-3,7.11E-3,6.6670000000000002E-3,6.0499999999999996E-4,2.4399999999999999E-4,0,9.3400000000000004E-4,9.9179999999999997E-3,8.6529999999999992E-3,9.1380000000000003E-3,1.0401000000000001E-2,1.4196E-2,1.9612000000000001E-2,3.8961000000000003E-2,8.1979999999999997E-2,2.4389999999999998E-2,0.14724000000000001,0.18570999999999999,2.8333000000000001E-2,6.4707000000000001E-2,0.11239,6.5459000000000003E-2,0.10206999999999999,1.1667E-2,4.333E-3,1.4253E-2,5.6239999999999997E-3,8.8339999999999998E-3,3.5811000000000003E-2,0,3.6648E-2,3.7531000000000002E-2,3.4577999999999998E-2,2.3614E-2,1.2874999999999999E-2,4.2796000000000001E-2,3.4501999999999998E-2,2.7747999999999998E-2,1.5823E-2,3.6711000000000001E-2,0.1537,3.2169999999999998E-3,0,2.7529999999999998E-3,1.5020000000000001E-3,1.4300000000000001E-3,0,0,0,0,1.3730000000000001E-3,0,0,0,5.4317999999999998E-2,6.9086999999999996E-2,0,0,0,0,3.01E-4,4.6999999999999999E-4,1.0166E-2,0,0,9.9999999999999995E-7,0,1.2539999999999999E-3,0,0,0,0,2.294E-3,3.1540000000000001E-3,5.8230000000000001E-3,0,0,0,7.0299999999999996E-4,4.006E-3,0,0,0,0,0,0,7.0899999999999999E-4,0,9.0000000000000002E-6,0,0,0,0,7.9999999999999996E-6,1.9999999999999999E-6,2.679E-3,9.0899999999999998E-4,3.6000000000000002E-4,6.1799999999999995E-4,3.0499999999999999E-4,1.9699999999999999E-4,4.8299999999999998E-4,1.16E-4,4.6799999999999999E-4,2.81E-4,2.7E-4,9.3199999999999999E-4,4.2200000000000001E-4,4.8000000000000001E-4,3.4000000000000002E-4,4.28E-4,3.2000000000000003E-4,3.8499999999999998E-4,5.4299999999999997E-4,4.4299999999999998E-4,4.4499999999999997E-4,0,0,3.9800000000000002E-4,4.4499999999999997E-4,0,0.02,9.6259999999999991E-3,2.7070000000000002E-3,0,5.5710000000000004E-3,5.8840000000000003E-3,2.6519999999999998E-3,7.535E-3,7.2500000000000004E-3,5.1900000000000002E-3,9.3209999999999994E-3,7.2500000000000004E-3,5.025E-3,2.5490000000000001E-3,3.0730000000000002E-3,2.8479999999999998E-3,3.7199999999999999E-4,2.4923000000000001E-2,2.6808999999999999E-2,2.1002E-2,2.3758000000000001E-2,2.1289999999999998E-3,1.815E-3,1.4983E-2,1.2073E-2,2.5730000000000002E-3,1.4649000000000001E-2,2.6410000000000001E-3,2.4489999999999998E-3,3.1000000000000001E-5,2.3310000000000002E-3,1.2290000000000001E-3,1.3619999999999999E-3,1.5150000000000001E-3,3.6410000000000001E-3,5.9500000000000004E-3,2.2569999999999999E-3,1.812E-3,7.8700000000000003E-3,1.2718999999999999E-2,3.5479999999999999E-3,2.8189999999999999E-3,1.1540999999999999E-2,2.9629999999999999E-3,1.1542E-2,1.1269E-2,1.1723000000000001E-2,2.7239999999999999E-3,1.8259999999999999E-3,2.1510000000000001E-3,4.4799999999999996E-3,5.025E-3,7.1770000000000002E-3,2.415E-3,0,9.3170000000000006E-3,1.6879999999999999E-2,1.5105E-2,3.9659E-2,1.7160000000000001E-3,4.5430000000000002E-3,1.2661E-2,0,9.5930000000000008E-3,1.0859999999999999E-3,8.8999999999999995E-4,1.2639999999999999E-3,1.49E-3,6.8199999999999997E-3,1.6396999999999998E-2,2.238E-3,1.4955E-2,3.042E-3,0,0,2.9239999999999999E-3,5.0959999999999998E-3,2.0847000000000001E-2,2.2989999999999998E-3,1.7194999999999998E-2,2.4940000000000001E-3,1.0240000000000001E-2,2.2880000000000001E-3,5.385E-3,1.0069E-2,3.3739999999999998E-3,4.607E-3,1.4833000000000001E-2,5.084E-3,3.771E-3,3.2789999999999998E-3,3.2550000000000001E-3,6.4209999999999996E-3,2.0300000000000001E-3,2.4250000000000001E-3,1.5904000000000001E-2,2.9139999999999999E-3,3.058E-3,2.826E-3,2.6259999999999999E-3,2.6940000000000002E-3,7.2649999999999998E-3,1.7923000000000001E-2,1.5413E-2,1.5889999999999999E-3,3.9170000000000003E-3,4.5100000000000001E-3,3.0890000000000002E-3,3.068E-3,7.9900000000000001E-4,3.7420000000000001E-3,3.9480000000000001E-3,2.8869999999999998E-3,2.2859999999999998E-3,5.2979999999999998E-3,3.872E-3,6.5659999999999998E-3,9.6889999999999997E-3,0,0,0,0,0,3.1800000000000001E-3,9.476E-3,1.2703000000000001E-2,2.8730000000000001E-3,1.1775000000000001E-2,0.26343,0.3387,0.39956999999999998,3.6207522917649682E-3,0.48227999999999999,0.51354999999999995,0.54054000000000002,0.42678617171570576,2.6519999999999998E-3,1.7589E-2,3.0802E-2,6.2018999999999998E-2,0.15226999999999999,0.29411999999999999,0.46096999999999999,0.62434000000000001,1,0,0.21268000000000001,0,0,0,0,0,0,0,0,0,0,0,0,0,0,0,0,0,0,0,0,0,0,0,0,0,0,0,0,null,null,null,null,null,0,0,0,4.8069999999999996E-3,0,0,0,0,0,0,0,8.5319999999999997E-3,0]
[386,5.6697999999999998E-2,4.4367999999999998E-2,3.3531999999999999E-2,2.4240999999999999E-2,6.0451999999999999E-2,4.2134999999999999E-2,7.5034000000000003E-2,4.5805999999999999E-2,3.5805999999999998E-2,1.0368E-2,8.1822000000000006E-3,8.7843999999999995E-3,9.103E-3,2.7355999999999998E-2,3.9225999999999997E-2,1.8305999999999999E-2,2.1937000000000002E-2,3.0360000000000002E-2,2.1408E-2,6.8450999999999998E-2,4.4108000000000001E-2,3.5181999999999998E-2,3.0609999999999998E-2,5.0500000000000003E-2,3.5229999999999997E-2,5.9239E-2,4.1667000000000003E-2,3.9694E-2,2.6598E-2,7.4196000000000002E-3,1.0220999999999999E-2,1.0078999999999999E-2,1.0522999999999999E-2,1.9184E-3,7.3372000000000003E-3,1.3452E-3,2.4680000000000001E-3,2.9372000000000001E-3,1.8584000000000001E-3,2.2775999999999999E-3,5.0565999999999996E-3,1.7266E-3,2.2851999999999998E-3,5.7153999999999998E-3,1.8364E-3,3.2192000000000002E-3,2.5850000000000001E-3,6.8098000000000004E-3,7.6817999999999999E-3,7.0683999999999999E-3,7.1246E-3,5.7660000000000003E-4,2.3259999999999999E-4,0,8.8999999999999995E-4,1.0055E-2,8.6855999999999999E-3,1.1516E-2,1.2864E-2,1.6781000000000001E-2,2.0628000000000001E-2,4.4156000000000001E-2,8.3058000000000007E-2,2.6828999999999999E-2,0.15267,0.19142999999999999,0.10392999999999999,6.9735000000000005E-2,0.12179,6.9470000000000004E-2,0.10845,1.5408E-2,6.7092000000000002E-3,1.8505000000000001E-2,9.0647999999999996E-3,9.5405999999999998E-3,3.6096999999999997E-2,2E-3,3.8181E-2,3.9670999999999998E-2,3.5901000000000002E-2,2.3810999999999999E-2,1.3507999999999999E-2,4.3994999999999999E-2,3.5536999999999999E-2,2.9073999999999999E-2,1.5823E-2,3.7574000000000003E-2,0.15665000000000001,3.2169999999999998E-3,0,2.7529999999999998E-3,1.2447999999999999E-3,1.1852E-3,0,0,0,0,1.4457999999999999E-3,0,0,0,6.8035999999999999E-2,0.10721,0,0,0,0,3.3760000000000002E-4,5.2400000000000005E-4,9.9056000000000005E-3,3.9999999999999998E-7,5.9999999999999997E-7,1.3999999999999999E-6,3.9999999999999998E-7,1.3506E-3,0,0,0,0,2.2704000000000001E-3,3.009E-3,5.5069999999999997E-3,0,0,0,6.9700000000000003E-4,3.5496E-3,0,0,0,0,0,0,6.9160000000000001E-4,0,1.4399999999999999E-5,0,0,0,0,1.34E-5,3.9999999999999998E-6,2.5755999999999999E-3,8.5139999999999999E-4,3.1700000000000001E-4,5.6680000000000001E-4,3.3179999999999999E-4,2.388E-4,4.4519999999999998E-4,1.504E-4,3.8979999999999999E-4,2.9980000000000002E-4,2.5920000000000001E-4,9.0760000000000005E-4,4.3159999999999997E-4,4.6440000000000001E-4,3.3980000000000002E-4,4.3800000000000002E-4,3.2860000000000002E-4,3.8620000000000001E-4,5.0759999999999998E-4,4.4000000000000002E-4,4.3659999999999999E-4,1.9999999999999999E-7,0,3.6880000000000002E-4,5.3200000000000003E-4,0,1.7999999999999999E-2,9.6259999999999991E-3,2.7006E-3,0,5.5710000000000004E-3,5.8894000000000004E-3,2.6457999999999998E-3,7.9025999999999992E-3,7.5989999999999999E-3,5.4516E-3,9.8788000000000001E-3,7.5989999999999999E-3,5.2341999999999996E-3,2.6096000000000001E-3,3.1556000000000002E-3,2.9429999999999999E-3,6.692E-4,2.5259E-2,2.7730000000000001E-2,2.1727E-2,2.4854000000000001E-2,2.271E-3,1.815E-3,1.4966999999999999E-2,1.2114E-2,2.5730000000000002E-3,1.4500000000000001E-2,2.7468000000000002E-3,2.4489999999999998E-3,3.1000000000000001E-5,2.3310000000000002E-3,1.4746E-3,1.3619999999999999E-3,1.5150000000000001E-3,3.8108E-3,6.1843999999999996E-3,2.2569999999999999E-3,1.8694E-3,7.8700000000000003E-3,1.2612E-2,3.4456000000000001E-3,2.8289999999999999E-3,1.166E-2,3.0706000000000002E-3,1.1695000000000001E-2,1.1421000000000001E-2,1.189E-2,2.9662E-3,1.8259999999999999E-3,2.1549999999999998E-3,4.9919999999999999E-3,5.0809999999999996E-3,7.1872000000000004E-3,2.415E-3,0,1.0041E-2,1.7063999999999999E-2,1.4755000000000001E-2,3.9392000000000003E-2,1.7845999999999999E-3,4.3375999999999996E-3,1.4010999999999999E-2,2.7242E-3,9.7630000000000008E-3,1.0859999999999999E-3,8.8999999999999995E-4,1.2639999999999999E-3,1.49E-3,6.8533999999999999E-3,1.6135E-2,2.3019999999999998E-3,1.4970000000000001E-2,3.1939999999999998E-3,0,0,3.1189999999999998E-3,5.0828000000000002E-3,2.0839E-2,2.2989999999999998E-3,1.7262E-2,2.5937999999999998E-3,1.0555E-2,2.2880000000000001E-3,5.385E-3,1.0070000000000001E-2,3.5428E-3,4.7548E-3,1.4564000000000001E-2,5.2138000000000002E-3,3.8866E-3,3.3387999999999998E-3,3.3427999999999999E-3,6.5034000000000003E-3,2.0300000000000001E-3,2.4250000000000001E-3,1.601E-2,3.0111999999999999E-3,3.2109999999999999E-3,2.9672000000000001E-3,2.8279999999999998E-3,2.9096E-3,7.6176000000000004E-3,1.7639999999999999E-2,1.5122999999999999E-2,1.7478000000000001E-3,4.1875999999999997E-3,4.5100000000000001E-3,3.0790000000000001E-3,3.068E-3,8.2879999999999998E-4,3.0913999999999998E-3,3.5769999999999999E-3,2.4275999999999998E-3,1.8288E-3,4.5367999999999997E-3,3.48E-3,6.5659999999999998E-3,9.9108000000000009E-3,0,0,0,0,0,3.2128E-3,9.9503999999999999E-3,1.332E-2,3.2285999999999999E-3,1.2466E-2,0.26865,0.34398000000000001,0.40433000000000002,3.6494438560550563E-3,0.48547000000000001,0.51600999999999997,0.54232000000000002,0.43125646176329152,2.7534E-3,1.8065999999999999E-2,3.1537999999999997E-2,6.3257999999999995E-2,0.15456,0.29746,0.46492,0.62833000000000006,1,0,0.20443,0,0,0,0,0,0,0,0,0,0,0,0,0,0,0,0,0,0,0,0,0,0,0,0,0,0,0,0,null,null,null,null,null,0,0,0,4.7429999999999998E-3,0,0,0,0,0,0,8.9999999999999998E-4,8.5319999999999997E-3,0]
[387,5.9353999999999997E-2,4.6426000000000002E-2,3.5039000000000001E-2,2.5364000000000001E-2,6.3249E-2,4.4096999999999997E-2,7.8023999999999996E-2,4.7624E-2,3.7277999999999999E-2,9.8791999999999994E-3,7.7153999999999999E-3,8.2298000000000007E-3,9.2350000000000002E-3,2.8818E-2,4.1095E-2,1.9424E-2,2.3033999999999999E-2,3.1008999999999998E-2,2.3632E-2,7.1900000000000006E-2,4.5704000000000002E-2,3.6771999999999999E-2,3.2074999999999999E-2,5.3018999999999997E-2,3.7064E-2,6.1887999999999999E-2,4.3608000000000001E-2,4.1572999999999999E-2,2.7987000000000001E-2,7.2681999999999998E-3,1.0531E-2,1.0758E-2,1.0578000000000001E-2,1.7118000000000001E-3,6.9734000000000003E-3,1.2764E-3,2.2109999999999999E-3,2.9803999999999998E-3,1.7148E-3,2.0752000000000001E-3,4.8301999999999998E-3,1.6532000000000001E-3,2.1724000000000001E-3,5.6968000000000001E-3,1.8288E-3,3.1304000000000002E-3,2.5769999999999999E-3,6.3626000000000004E-3,7.3986E-3,7.0267999999999997E-3,7.5821999999999999E-3,5.4819999999999999E-4,2.2120000000000001E-4,0,8.4599999999999996E-4,1.0193000000000001E-2,8.7182000000000006E-3,1.3894E-2,1.5327E-2,1.9366000000000001E-2,2.1644E-2,4.9350999999999999E-2,8.4135000000000001E-2,2.9267999999999999E-2,0.15811,0.19714000000000001,0.17953,7.4762999999999996E-2,0.13119,7.3481000000000005E-2,0.11483,1.9148999999999999E-2,9.0854000000000004E-3,2.2755999999999998E-2,1.2506E-2,1.0246999999999999E-2,3.6384E-2,4.0000000000000001E-3,3.9715E-2,4.1811000000000001E-2,3.7222999999999999E-2,2.4008000000000002E-2,1.4142E-2,4.5192999999999997E-2,3.6572E-2,3.04E-2,1.5823E-2,3.8438E-2,0.15961,3.2169999999999998E-3,0,2.7529999999999998E-3,9.8759999999999994E-4,9.4039999999999998E-4,0,0,0,0,1.5185999999999999E-3,0,0,0,8.1754999999999994E-2,0.14534,0,0,0,0,3.7419999999999999E-4,5.7799999999999995E-4,9.6451999999999996E-3,7.9999999999999996E-7,1.1999999999999999E-6,1.7999999999999999E-6,7.9999999999999996E-7,1.4472E-3,0,0,0,0,2.2468000000000002E-3,2.8639999999999998E-3,5.1910000000000003E-3,0,0,0,6.9099999999999999E-4,3.0931999999999999E-3,0,0,0,0,0,0,6.7420000000000002E-4,0,1.98E-5,0,0,0,0,1.88E-5,6.0000000000000002E-6,2.4721999999999999E-3,7.938E-4,2.7399999999999999E-4,5.1559999999999996E-4,3.5859999999999999E-4,2.8059999999999999E-4,4.0739999999999998E-4,1.8479999999999999E-4,3.1159999999999998E-4,3.1859999999999999E-4,2.4840000000000002E-4,8.832E-4,4.4119999999999999E-4,4.4880000000000001E-4,3.3960000000000001E-4,4.4799999999999999E-4,3.3720000000000001E-4,3.8739999999999998E-4,4.7219999999999999E-4,4.37E-4,4.282E-4,3.9999999999999998E-7,0,3.3960000000000001E-4,6.1899999999999998E-4,0,1.6E-2,9.6259999999999991E-3,2.6941999999999999E-3,0,5.5710000000000004E-3,5.8948000000000004E-3,2.6396000000000002E-3,8.2702000000000001E-3,7.9480000000000002E-3,5.7131999999999999E-3,1.0437E-2,7.9480000000000002E-3,5.4434000000000001E-3,2.6702000000000002E-3,3.2382000000000001E-3,3.0379999999999999E-3,9.6639999999999996E-4,2.5595E-2,2.8649999999999998E-2,2.2452E-2,2.5949E-2,2.4130000000000002E-3,1.815E-3,1.4952E-2,1.2154999999999999E-2,2.5730000000000002E-3,1.4352E-2,2.8525999999999998E-3,2.4489999999999998E-3,3.1000000000000001E-5,2.3310000000000002E-3,1.7202000000000001E-3,1.3619999999999999E-3,1.5150000000000001E-3,3.9805999999999999E-3,6.4187999999999997E-3,2.2569999999999999E-3,1.9268E-3,7.8700000000000003E-3,1.2503999999999999E-2,3.3432000000000002E-3,2.8389999999999999E-3,1.1778E-2,3.1781999999999999E-3,1.1847999999999999E-2,1.1572000000000001E-2,1.2057999999999999E-2,3.2084000000000001E-3,1.8259999999999999E-3,2.1589999999999999E-3,5.5040000000000002E-3,5.1370000000000001E-3,7.1973999999999996E-3,2.415E-3,0,1.0763999999999999E-2,1.7247999999999999E-2,1.4404999999999999E-2,3.9125E-2,1.8531999999999999E-3,4.1321999999999999E-3,1.5361E-2,5.4483999999999999E-3,9.9330000000000009E-3,1.0859999999999999E-3,8.8999999999999995E-4,1.2639999999999999E-3,1.49E-3,6.8868000000000002E-3,1.5873000000000002E-2,2.366E-3,1.4985E-2,3.346E-3,0,0,3.3140000000000001E-3,5.0695999999999996E-3,2.0830999999999999E-2,2.2989999999999998E-3,1.7329000000000001E-2,2.6936E-3,1.0871E-2,2.2880000000000001E-3,5.385E-3,1.0071999999999999E-2,3.7115999999999998E-3,4.9026E-3,1.4293999999999999E-2,5.3436000000000004E-3,4.0022E-3,3.3985999999999999E-3,3.4305999999999998E-3,6.5858000000000002E-3,2.0300000000000001E-3,2.4250000000000001E-3,1.6115999999999998E-2,3.1083999999999999E-3,3.3639999999999998E-3,3.1083999999999999E-3,3.0300000000000001E-3,3.1251999999999999E-3,7.9702000000000002E-3,1.7357999999999998E-2,1.4833000000000001E-2,1.9066E-3,4.4581999999999998E-3,4.5100000000000001E-3,3.0690000000000001E-3,3.068E-3,8.5860000000000005E-4,2.4407999999999999E-3,3.2060000000000001E-3,1.9681999999999998E-3,1.3715999999999999E-3,3.7756E-3,3.088E-3,6.5659999999999998E-3,1.0133E-2,0,0,0,0,0,3.2456E-3,1.0425E-2,1.3937E-2,3.5842000000000001E-3,1.3157E-2,0.27387,0.34926000000000001,0.40908,3.6744314010528248E-3,0.48866999999999999,0.51846000000000003,0.54410999999999998,0.43571903698014025,2.8547999999999998E-3,1.8543E-2,3.2274999999999998E-2,6.4496999999999999E-2,0.15684000000000001,0.30080000000000001,0.46887000000000001,0.63231000000000004,1,0,0.19617000000000001,0,0,0,0,0,0,4.4916732804267667E-6,0,0,0,0,0,0,0,2.8687798021564959E-6,0,0,0,0,0,0,0,0,0,0,0,0,0,null,null,null,null,null,0,0,0,4.679E-3,0,0,0,0,0,2.0000000000000001E-4,5.0000000000000001E-4,8.5319999999999997E-3,0]
[388,6.2010999999999997E-2,4.8485E-2,3.6546000000000002E-2,2.6485999999999999E-2,6.6045000000000006E-2,4.6059999999999997E-2,8.1015000000000004E-2,4.9443000000000001E-2,3.8748999999999999E-2,9.3907999999999995E-3,7.2486E-3,7.6752000000000001E-3,9.3670000000000003E-3,3.0280999999999999E-2,4.2963000000000001E-2,2.0541E-2,2.4129999999999999E-2,3.1659E-2,2.5855E-2,7.5347999999999998E-2,4.7300000000000002E-2,3.8363000000000001E-2,3.3541000000000001E-2,5.5537999999999997E-2,3.8897000000000001E-2,6.4535999999999996E-2,4.5547999999999998E-2,4.3450999999999997E-2,2.9377E-2,7.1168000000000004E-3,1.0841999999999999E-2,1.1438E-2,1.0633999999999999E-2,1.5051999999999999E-3,6.6096000000000002E-3,1.2076000000000001E-3,1.954E-3,3.0236E-3,1.5712E-3,1.8728E-3,4.6037999999999999E-3,1.5797999999999999E-3,2.0596E-3,5.6781999999999996E-3,1.8212E-3,3.0416000000000002E-3,2.5690000000000001E-3,5.9154000000000003E-3,7.1154E-3,6.9851999999999996E-3,8.0397999999999997E-3,5.1979999999999995E-4,2.098E-4,0,8.0199999999999998E-4,1.0330000000000001E-2,8.7507999999999996E-3,1.6271999999999998E-2,1.7791000000000001E-2,2.1951999999999999E-2,2.2661000000000001E-2,5.4545000000000003E-2,8.5212999999999997E-2,3.1706999999999999E-2,0.16355,0.20286000000000001,0.25513000000000002,7.9792000000000002E-2,0.14058999999999999,7.7491000000000004E-2,0.12121,2.2891000000000002E-2,1.1462E-2,2.7008000000000001E-2,1.5945999999999998E-2,1.0954E-2,3.6670000000000001E-2,6.0000000000000001E-3,4.1248E-2,4.3950999999999997E-2,3.8545999999999997E-2,2.4204E-2,1.4775E-2,4.6392000000000003E-2,3.7607000000000002E-2,3.1725000000000003E-2,1.5823E-2,3.9301000000000003E-2,0.16256000000000001,3.2169999999999998E-3,0,2.7529999999999998E-3,7.3039999999999997E-4,6.9559999999999999E-4,0,0,0,0,1.5914E-3,0,0,0,9.5473000000000002E-2,0.18346000000000001,0,0,0,0,4.1080000000000001E-4,6.3199999999999997E-4,9.3848000000000004E-3,1.1999999999999999E-6,1.7999999999999999E-6,2.2000000000000001E-6,1.1999999999999999E-6,1.5437999999999999E-3,0,0,0,0,2.2231999999999998E-3,2.7190000000000001E-3,4.875E-3,0,0,0,6.8499999999999995E-4,2.6367999999999999E-3,0,0,0,0,0,0,6.5680000000000003E-4,0,2.5199999999999999E-5,0,0,0,0,2.4199999999999999E-5,7.9999999999999996E-6,2.3687999999999999E-3,7.3620000000000001E-4,2.31E-4,4.6440000000000001E-4,3.8539999999999999E-4,3.2239999999999998E-4,3.6959999999999998E-4,2.1919999999999999E-4,2.3340000000000001E-4,3.3740000000000002E-4,2.376E-4,8.5879999999999995E-4,4.5080000000000001E-4,4.3320000000000001E-4,3.3940000000000001E-4,4.5800000000000002E-4,3.458E-4,3.8860000000000001E-4,4.3679999999999999E-4,4.3399999999999998E-4,4.1980000000000001E-4,5.9999999999999997E-7,0,3.1040000000000001E-4,7.0600000000000003E-4,0,1.4E-2,9.6259999999999991E-3,2.6878000000000002E-3,0,5.5710000000000004E-3,5.9002000000000004E-3,2.6334000000000002E-3,8.6377999999999993E-3,8.2970000000000006E-3,5.9747999999999997E-3,1.0994E-2,8.2970000000000006E-3,5.6525999999999998E-3,2.7307999999999998E-3,3.3208000000000001E-3,3.1329999999999999E-3,1.2635999999999999E-3,2.5932E-2,2.9571E-2,2.3175999999999999E-2,2.7045E-2,2.555E-3,1.815E-3,1.4936E-2,1.2194999999999999E-2,2.5730000000000002E-3,1.4203E-2,2.9583999999999999E-3,2.4489999999999998E-3,3.1000000000000001E-5,2.3310000000000002E-3,1.9658000000000002E-3,1.3619999999999999E-3,1.5150000000000001E-3,4.1504000000000003E-3,6.6531999999999997E-3,2.2569999999999999E-3,1.9842000000000002E-3,7.8700000000000003E-3,1.2397E-2,3.2407999999999998E-3,2.849E-3,1.1897E-2,3.2858000000000002E-3,1.2E-2,1.1724E-2,1.2225E-2,3.4505999999999998E-3,1.8259999999999999E-3,2.163E-3,6.0159999999999996E-3,5.1929999999999997E-3,7.2075999999999998E-3,2.415E-3,0,1.1488E-2,1.7433000000000001E-2,1.4055E-2,3.8857000000000003E-2,1.9218E-3,3.9268000000000003E-3,1.6712000000000001E-2,8.1726000000000004E-3,1.0102999999999999E-2,1.0859999999999999E-3,8.8999999999999995E-4,1.2639999999999999E-3,1.49E-3,6.9201999999999996E-3,1.5611999999999999E-2,2.4299999999999999E-3,1.4999E-2,3.4979999999999998E-3,0,0,3.509E-3,5.0564E-3,2.0822E-2,2.2989999999999998E-3,1.7395000000000001E-2,2.7934000000000001E-3,1.1186E-2,2.2880000000000001E-3,5.385E-3,1.0073E-2,3.8804E-3,5.0504E-3,1.4024999999999999E-2,5.4733999999999998E-3,4.1177999999999996E-3,3.4583999999999999E-3,3.5184000000000001E-3,6.6682E-3,2.0300000000000001E-3,2.4250000000000001E-3,1.6220999999999999E-2,3.2055999999999999E-3,3.5170000000000002E-3,3.2496000000000001E-3,3.2320000000000001E-3,3.3408000000000001E-3,8.3228E-3,1.7075E-2,1.4544E-2,2.0653999999999998E-3,4.7288E-3,4.5100000000000001E-3,3.0590000000000001E-3,3.068E-3,8.8840000000000002E-4,1.7902E-3,2.8349999999999998E-3,1.5088E-3,9.144E-4,3.0144E-3,2.696E-3,6.5659999999999998E-3,1.0354E-2,0,0,0,0,0,3.2783999999999999E-3,1.0899000000000001E-2,1.4553E-2,3.9398000000000002E-3,1.3847E-2,0.27909,0.35454000000000002,0.41382999999999998,3.7012709556943019E-3,0.49186000000000002,0.52092000000000005,0.54588999999999999,0.44017377700253596,2.9562E-3,1.9019000000000001E-2,3.3010999999999999E-2,6.5735000000000002E-2,0.15912999999999999,0.30414999999999998,0.47282000000000002,0.63629000000000002,1,0,0.18792,0,0,0,0,0,0,6.8641397774626967E-6,0,0,0,0,0,0,0,3.1791757919563679E-6,0,0,0,0,0,0,0,0,0,0,0,0,0,null,null,null,null,null,0,0,0,4.6150000000000002E-3,0,0,0,0,0,0,5.0000000000000001E-4,8.5319999999999997E-3,0]
[389,6.4667000000000002E-2,5.0542999999999998E-2,3.8052999999999997E-2,2.7609000000000002E-2,6.8842E-2,4.8022000000000002E-2,8.4004999999999996E-2,5.1261000000000001E-2,4.0221E-2,8.9023999999999995E-3,6.7818000000000002E-3,7.1206000000000004E-3,9.4990000000000005E-3,3.1743E-2,4.4831999999999997E-2,2.1659000000000001E-2,2.5226999999999999E-2,3.2308000000000003E-2,2.8079E-2,7.8797000000000006E-2,4.8896000000000002E-2,3.9953000000000002E-2,3.5006000000000002E-2,5.8056999999999997E-2,4.0731000000000003E-2,6.7184999999999995E-2,4.7489000000000003E-2,4.5330000000000002E-2,3.0766000000000002E-2,6.9654000000000001E-3,1.1152E-2,1.2116999999999999E-2,1.0689000000000001E-2,1.2986E-3,6.2458000000000001E-3,1.1387999999999999E-3,1.6969999999999999E-3,3.0668000000000002E-3,1.4276E-3,1.6704000000000001E-3,4.3774E-3,1.5064E-3,1.9468E-3,5.6595999999999999E-3,1.8136000000000001E-3,2.9528000000000002E-3,2.5609999999999999E-3,5.4682000000000003E-3,6.8322000000000001E-3,6.9436000000000003E-3,8.4974000000000004E-3,4.9140000000000002E-4,1.984E-4,0,7.5799999999999999E-4,1.0468E-2,8.7834000000000002E-3,1.865E-2,2.0254000000000001E-2,2.4537E-2,2.3677E-2,5.9740000000000001E-2,8.6290000000000006E-2,3.4146000000000003E-2,0.16897999999999999,0.20857000000000001,0.33073000000000002,8.4820000000000007E-2,0.14999000000000001,8.1502000000000005E-2,0.12759000000000001,2.6631999999999999E-2,1.3838E-2,3.1259000000000002E-2,1.9387000000000001E-2,1.166E-2,3.6956999999999997E-2,8.0000000000000002E-3,4.2782000000000001E-2,4.6091E-2,3.9868000000000001E-2,2.4400999999999999E-2,1.5409000000000001E-2,4.759E-2,3.8642000000000003E-2,3.3050999999999997E-2,1.5823E-2,4.0164999999999999E-2,0.16552,3.2169999999999998E-3,0,2.7529999999999998E-3,4.7320000000000001E-4,4.5080000000000001E-4,0,0,0,0,1.6642E-3,0,0,0,0.10919,0.22159000000000001,0,0,0,0,4.4739999999999998E-4,6.8599999999999998E-4,9.1243999999999995E-3,1.5999999999999999E-6,2.3999999999999999E-6,2.6000000000000001E-6,1.5999999999999999E-6,1.6404E-3,0,0,0,0,2.1995999999999999E-3,2.5739999999999999E-3,4.5589999999999997E-3,0,0,0,6.7900000000000002E-4,2.1803999999999999E-3,0,0,0,0,0,0,6.3940000000000004E-4,0,3.0599999999999998E-5,0,0,0,0,2.9600000000000001E-5,1.0000000000000001E-5,2.2653999999999999E-3,6.7860000000000001E-4,1.8799999999999999E-4,4.1320000000000001E-4,4.1219999999999999E-4,3.6420000000000002E-4,3.3179999999999999E-4,2.5359999999999998E-4,1.552E-4,3.5619999999999998E-4,2.2680000000000001E-4,8.3440000000000001E-4,4.6040000000000002E-4,4.1760000000000001E-4,3.392E-4,4.6799999999999999E-4,3.5439999999999999E-4,3.8979999999999999E-4,4.014E-4,4.3100000000000001E-4,4.1140000000000003E-4,7.9999999999999996E-7,0,2.812E-4,7.9299999999999998E-4,0,1.2E-2,9.6259999999999991E-3,2.6814E-3,0,5.5710000000000004E-3,5.9056000000000004E-3,2.6272000000000001E-3,9.0054000000000002E-3,8.6459999999999992E-3,6.2363999999999996E-3,1.1552E-2,8.6459999999999992E-3,5.8618000000000003E-3,2.7913999999999999E-3,3.4034E-3,3.228E-3,1.5608E-3,2.6268E-2,3.0491000000000001E-2,2.3900999999999999E-2,2.8139999999999998E-2,2.6970000000000002E-3,1.815E-3,1.4921E-2,1.2236E-2,2.5730000000000002E-3,1.4055E-2,3.0642E-3,2.4489999999999998E-3,3.1000000000000001E-5,2.3310000000000002E-3,2.2114000000000001E-3,1.3619999999999999E-3,1.5150000000000001E-3,4.3201999999999997E-3,6.8875999999999998E-3,2.2569999999999999E-3,2.0416000000000002E-3,7.8700000000000003E-3,1.2289E-2,3.1384E-3,2.859E-3,1.2015E-2,3.3934E-3,1.2153000000000001E-2,1.1875E-2,1.2393E-2,3.6928E-3,1.8259999999999999E-3,2.1670000000000001E-3,6.5279999999999999E-3,5.2490000000000002E-3,7.2177999999999999E-3,2.415E-3,0,1.2211E-2,1.7617000000000001E-2,1.3705E-2,3.8589999999999999E-2,1.9903999999999998E-3,3.7214000000000001E-3,1.8062000000000002E-2,1.0897E-2,1.0272999999999999E-2,1.0859999999999999E-3,8.8999999999999995E-4,1.2639999999999999E-3,1.49E-3,6.9535999999999999E-3,1.5350000000000001E-2,2.4940000000000001E-3,1.5014E-2,3.65E-3,0,0,3.7039999999999998E-3,5.0432000000000003E-3,2.0813999999999999E-2,2.2989999999999998E-3,1.7461999999999998E-2,2.8931999999999999E-3,1.1502E-2,2.2880000000000001E-3,5.385E-3,1.0075000000000001E-2,4.0492000000000002E-3,5.1982E-3,1.3755E-2,5.6032E-3,4.2334E-3,3.5182E-3,3.6061999999999999E-3,6.7505999999999998E-3,2.0300000000000001E-3,2.4250000000000001E-3,1.6327000000000001E-2,3.3027999999999998E-3,3.6700000000000001E-3,3.3907999999999998E-3,3.434E-3,3.5563999999999999E-3,8.6753999999999998E-3,1.6792999999999999E-2,1.4253999999999999E-2,2.2242E-3,4.9994000000000002E-3,4.5100000000000001E-3,3.0490000000000001E-3,3.068E-3,9.1819999999999998E-4,1.1395999999999999E-3,2.464E-3,1.0494E-3,4.572E-4,2.2531999999999999E-3,2.3040000000000001E-3,6.5659999999999998E-3,1.0576E-2,0,0,0,0,0,3.3111999999999998E-3,1.1374E-2,1.5169999999999999E-2,4.2954000000000004E-3,1.4538000000000001E-2,0.28431000000000001,0.35982999999999998,0.41859000000000002,3.7355185489105769E-3,0.49506,0.52337,0.54767999999999994,0.44462056368155989,3.0576000000000002E-3,1.9495999999999999E-2,3.3748E-2,6.6974000000000006E-2,0.16141,0.30748999999999999,0.47677999999999998,0.64027000000000001,1,0,0.17965999999999999,0,0,0,0,0,0,8.1453090388095006E-6,0,0,0,1.624681317480281E-6,0,0,0,2.256814468637458E-6,0,0,0,0,0,0,0,0,0,3.69977465197735E-6,0,0,0,null,null,null,null,null,0,0,0,4.5500000000000002E-3,0,0,0,0,0,0,4.0000000000000002E-4,8.5319999999999997E-3,0]
[390,6.7322999999999994E-2,5.2601000000000002E-2,3.9559999999999998E-2,2.8732000000000001E-2,7.1638999999999994E-2,4.9985000000000002E-2,8.6996000000000004E-2,5.3079000000000001E-2,4.1692E-2,8.4139999999999996E-3,6.3150000000000003E-3,6.5659999999999998E-3,9.6310000000000007E-3,3.3204999999999998E-2,4.6700999999999999E-2,2.2776999999999999E-2,2.6324E-2,3.2957E-2,3.0303E-2,8.2246E-2,5.0492000000000002E-2,4.1543999999999998E-2,3.6471999999999997E-2,6.0575999999999998E-2,4.2563999999999998E-2,6.9833000000000006E-2,4.9430000000000002E-2,4.7209000000000001E-2,3.2155000000000003E-2,6.8139999999999997E-3,1.1462999999999999E-2,1.2796999999999999E-2,1.0744E-2,1.0920000000000001E-3,5.8820000000000001E-3,1.07E-3,1.4400000000000001E-3,3.1099999999999999E-3,1.284E-3,1.4679999999999999E-3,4.1510000000000002E-3,1.433E-3,1.8339999999999999E-3,5.6410000000000002E-3,1.8060000000000001E-3,2.8639999999999998E-3,2.5530000000000001E-3,5.0210000000000003E-3,6.5490000000000001E-3,6.9020000000000001E-3,8.9549999999999994E-3,4.6299999999999998E-4,1.8699999999999999E-4,0,7.1400000000000001E-4,1.0605E-2,8.8159999999999992E-3,2.1028000000000002E-2,2.2717000000000001E-2,2.7122E-2,2.4693E-2,6.4935000000000007E-2,8.7368000000000001E-2,3.6584999999999999E-2,0.17441999999999999,0.21429000000000001,0.40633000000000002,8.9847999999999997E-2,0.15939,8.5513000000000006E-2,0.13397000000000001,3.0373000000000001E-2,1.6213999999999999E-2,3.5511000000000001E-2,2.2828000000000001E-2,1.2367E-2,3.7242999999999998E-2,0.01,4.4315E-2,4.8231000000000003E-2,4.1190999999999998E-2,2.4597999999999998E-2,1.6042000000000001E-2,4.8788999999999999E-2,3.9676999999999997E-2,3.4376999999999998E-2,1.5823E-2,4.1028000000000002E-2,0.16847000000000001,3.2169999999999998E-3,0,2.7529999999999998E-3,2.1599999999999999E-4,2.0599999999999999E-4,0,0,0,0,1.737E-3,0,0,0,0.12291000000000001,0.25971,0,0,0,0,4.84E-4,7.3999999999999999E-4,8.8640000000000004E-3,1.9999999999999999E-6,3.0000000000000001E-6,3.0000000000000001E-6,1.9999999999999999E-6,1.737E-3,0,0,0,0,2.176E-3,2.4290000000000002E-3,4.2430000000000002E-3,0,0,0,6.7299999999999999E-4,1.7240000000000001E-3,0,0,0,0,0,0,6.2200000000000005E-4,0,3.6000000000000001E-5,0,0,0,0,3.4999999999999997E-5,1.2E-5,2.1619999999999999E-3,6.2100000000000002E-4,1.45E-4,3.6200000000000002E-4,4.3899999999999999E-4,4.06E-4,2.9399999999999999E-4,2.8800000000000001E-4,7.7000000000000001E-5,3.7500000000000001E-4,2.1599999999999999E-4,8.0999999999999996E-4,4.6999999999999999E-4,4.0200000000000001E-4,3.39E-4,4.7800000000000002E-4,3.6299999999999999E-4,3.9100000000000002E-4,3.6600000000000001E-4,4.28E-4,4.0299999999999998E-4,9.9999999999999995E-7,0,2.52E-4,8.8000000000000003E-4,0,0.01,9.6259999999999991E-3,2.6749999999999999E-3,0,5.5710000000000004E-3,5.9109999999999996E-3,2.6210000000000001E-3,9.3729999999999994E-3,8.9949999999999995E-3,6.4980000000000003E-3,1.2109999999999999E-2,8.9949999999999995E-3,6.071E-3,2.8519999999999999E-3,3.4859999999999999E-3,3.323E-3,1.8580000000000001E-3,2.6603999999999999E-2,3.1412000000000002E-2,2.4625999999999999E-2,2.9236000000000002E-2,2.8389999999999999E-3,1.815E-3,1.4905E-2,1.2277E-2,2.5730000000000002E-3,1.3906E-2,3.1700000000000001E-3,2.4489999999999998E-3,3.1000000000000001E-5,2.3310000000000002E-3,2.457E-3,1.3619999999999999E-3,1.5150000000000001E-3,4.4900000000000001E-3,7.1219999999999999E-3,2.2569999999999999E-3,2.0990000000000002E-3,7.8700000000000003E-3,1.2182E-2,3.0360000000000001E-3,2.869E-3,1.2134000000000001E-2,3.5010000000000002E-3,1.2305999999999999E-2,1.2026999999999999E-2,1.256E-2,3.9350000000000001E-3,1.8259999999999999E-3,2.1710000000000002E-3,7.0400000000000003E-3,5.3049999999999998E-3,7.228E-3,2.415E-3,0,1.2935E-2,1.7801000000000001E-2,1.3355000000000001E-2,3.8323000000000003E-2,2.0590000000000001E-3,3.516E-3,1.9411999999999999E-2,1.3620999999999999E-2,1.0442999999999999E-2,1.0859999999999999E-3,8.8999999999999995E-4,1.2639999999999999E-3,1.49E-3,6.9870000000000002E-3,1.5088000000000001E-2,2.5579999999999999E-3,1.5029000000000001E-2,3.8019999999999998E-3,0,0,3.8990000000000001E-3,5.0299999999999997E-3,2.0806000000000002E-2,2.2989999999999998E-3,1.7528999999999999E-2,2.993E-3,1.1816999999999999E-2,2.2880000000000001E-3,5.385E-3,1.0076E-2,4.2180000000000004E-3,5.3460000000000001E-3,1.3486E-2,5.7330000000000002E-3,4.3489999999999996E-3,3.578E-3,3.6939999999999998E-3,6.8329999999999997E-3,2.0300000000000001E-3,2.4250000000000001E-3,1.6433E-2,3.3999999999999998E-3,3.823E-3,3.532E-3,3.6359999999999999E-3,3.7720000000000002E-3,9.0279999999999996E-3,1.651E-2,1.3964000000000001E-2,2.3830000000000001E-3,5.2700000000000004E-3,4.5100000000000001E-3,3.039E-3,3.068E-3,9.4799999999999995E-4,4.8899999999999996E-4,2.0929999999999998E-3,5.9000000000000003E-4,0,1.4920000000000001E-3,1.9120000000000001E-3,6.5659999999999998E-3,1.0798E-2,0,0,0,0,0,3.3440000000000002E-3,1.1847999999999999E-2,1.5786999999999999E-2,4.6509999999999998E-3,1.5228999999999999E-2,0.28953000000000001,0.36510999999999999,0.42333999999999999,3.782730209632751E-3,0.49825999999999998,0.52583000000000002,0.54945999999999995,0.44905928107642384,3.1589999999999999E-3,1.9973000000000001E-2,3.4484000000000001E-2,6.8212999999999996E-2,0.16370000000000001,0.31083,0.48072999999999999,0.64424999999999999,1,0,0.17141000000000001,0,0,0,0,0,0,8.4249422798166052E-6,0,0,0,4.7016410462674685E-6,0,0,0,4.8160131882468704E-7,0,0,0,0,0,0,0,0,0,7.5006987572123762E-6,0,0,0,null,null,null,null,null,2.4300000000000001E-5,0,0,4.4860000000000004E-3,0,0,0,0,0,0,4.0000000000000002E-4,8.5319999999999997E-3,0]
[391,6.9750000000000006E-2,5.4373999999999999E-2,4.0689999999999997E-2,2.9458999999999999E-2,7.424E-2,5.1640999999999999E-2,9.0121999999999994E-2,5.4955999999999998E-2,4.3164000000000001E-2,8.2781999999999994E-3,6.0679999999999996E-3,6.2157999999999996E-3,9.7363999999999992E-3,3.3773999999999998E-2,4.8278000000000001E-2,2.3723000000000001E-2,2.7191E-2,3.4620999999999999E-2,3.0099000000000001E-2,8.4041000000000005E-2,5.2386000000000002E-2,4.3309E-2,3.7904E-2,6.3171000000000005E-2,4.4156000000000001E-2,7.2572999999999999E-2,5.1227000000000002E-2,4.8746999999999999E-2,3.3076000000000001E-2,6.6248000000000001E-3,1.1032999999999999E-2,5.4369000000000001E-2,1.1141E-2,1.0226E-3,5.7644000000000003E-3,9.7820000000000003E-4,1.4442000000000001E-3,3.0149999999999999E-3,1.2538E-3,1.5162000000000001E-3,4.1726000000000003E-3,1.433E-3,1.9452E-3,5.5012000000000004E-3,1.8286000000000001E-3,2.99E-3,2.601E-3,4.8183999999999996E-3,6.4162000000000004E-3,6.7774000000000003E-3,8.2605999999999999E-3,4.9100000000000001E-4,1.984E-4,0,7.5739999999999998E-4,1.0848E-2,9.1743999999999992E-3,2.1461000000000001E-2,2.1628000000000001E-2,2.7772999999999999E-2,2.5059000000000001E-2,6.7531999999999995E-2,9.6425999999999998E-2,4.1463E-2,0.18431,0.22570999999999999,0.33571000000000001,9.5477000000000006E-2,0.17047999999999999,9.3731999999999996E-2,0.14735000000000001,2.9492000000000001E-2,1.5376000000000001E-2,3.5219E-2,2.1114999999999998E-2,1.3427E-2,3.8030000000000001E-2,1.2E-2,4.6126E-2,5.1243999999999998E-2,4.2433999999999999E-2,2.7025E-2,1.6962000000000001E-2,4.9688000000000003E-2,4.036E-2,3.5564999999999999E-2,1.6771999999999999E-2,4.1931999999999997E-2,0.17122999999999999,3.2169999999999998E-3,0,2.7529999999999998E-3,5.3439999999999998E-4,5.0920000000000002E-4,0,0,0,0,1.8376E-3,0,0,0,0.17452000000000001,0.32353999999999999,0,0,0,0,4.9140000000000002E-4,7.1900000000000002E-4,8.8266000000000004E-3,3.5999999999999998E-6,4.7999999999999998E-6,5.2000000000000002E-6,3.1999999999999999E-6,1.5402E-3,5.9999999999999997E-7,1.9999999999999999E-7,1.9999999999999999E-7,1.9999999999999999E-7,2.0615999999999998E-3,2.9605999999999999E-3,4.2586000000000004E-3,1.9999999999999999E-7,1.9999999999999999E-7,0,6.3060000000000004E-4,1.8523999999999999E-3,0,0,0,0,0,0,6.0780000000000003E-4,0,5.5800000000000001E-5,0,0,0,0,5.4799999999999997E-5,1.9599999999999999E-5,2.2122000000000001E-3,6.0059999999999996E-4,1.6760000000000001E-4,3.6400000000000001E-4,4.7019999999999999E-4,3.748E-4,2.8719999999999999E-4,2.542E-4,1.094E-4,3.8759999999999999E-4,2.4860000000000003E-4,8.8599999999999996E-4,4.908E-4,3.8680000000000002E-4,3.7340000000000002E-4,4.8959999999999997E-4,3.8539999999999999E-4,4.1379999999999998E-4,3.7120000000000002E-4,4.1520000000000001E-4,3.9859999999999999E-4,1.9999999999999999E-6,5.9999999999999997E-7,2.9080000000000002E-4,8.7500000000000002E-4,0,0.01,9.6259999999999991E-3,2.6681999999999999E-3,0,5.5710000000000004E-3,5.9192000000000003E-3,2.614E-3,9.9302000000000001E-3,9.6302000000000002E-3,6.9329999999999999E-3,1.2906000000000001E-2,9.6302000000000002E-3,6.4270000000000004E-3,2.9491999999999999E-3,3.5959999999999998E-3,3.4496000000000001E-3,1.7836E-3,2.5899999999999999E-2,3.0248000000000001E-2,2.4683E-2,2.8554E-2,2.8389999999999999E-3,1.9964000000000002E-3,1.5188E-2,1.2318000000000001E-2,2.5730000000000002E-3,1.3823999999999999E-2,3.3812E-3,2.6940000000000002E-3,1.014E-4,2.5642E-3,2.457E-3,1.6345999999999999E-3,1.5150000000000001E-3,4.6979999999999999E-3,7.5728000000000002E-3,2.4827999999999999E-3,2.2323999999999998E-3,8.0327999999999997E-3,1.2193000000000001E-2,2.9114000000000002E-3,2.8787999999999999E-3,1.2316000000000001E-2,3.7166E-3,1.2506E-2,1.2205000000000001E-2,1.2737E-2,4.0752000000000002E-3,1.8259999999999999E-3,2.1749999999999999E-3,6.7840000000000001E-3,5.3734000000000004E-3,7.3000000000000001E-3,2.415E-3,0,1.3037E-2,1.7881000000000001E-2,1.3611E-2,3.7525999999999997E-2,2.1275999999999999E-3,3.5726E-3,1.8438E-2,1.3686E-2,1.0437E-2,1.1948E-3,1.0682000000000001E-3,1.3272E-3,1.49E-3,7.1792000000000002E-3,1.5138E-2,2.6218000000000001E-3,1.5044E-2,4.1062E-3,0,0,4.2887999999999997E-3,4.9902000000000002E-3,2.0448000000000001E-2,2.2989999999999998E-3,1.7461999999999998E-2,3.0926E-3,1.265E-2,2.4405999999999998E-3,5.6925999999999999E-3,1.0263E-2,4.0324000000000002E-3,5.4936000000000004E-3,1.3579000000000001E-2,6.0298000000000001E-3,4.6268000000000004E-3,3.9877999999999997E-3,4.0480000000000004E-3,7.0179999999999999E-3,2.1316E-3,2.5868000000000002E-3,1.6840999999999998E-2,3.5942000000000001E-3,4.1288000000000002E-3,3.9557999999999998E-3,3.9589999999999998E-3,4.1598E-3,9.5993999999999993E-3,1.6528000000000001E-2,1.3908999999999999E-2,2.3830000000000001E-3,5.5919999999999997E-3,4.7606000000000002E-3,3.0317999999999999E-3,3.068E-3,1.0654E-3,9.5399999999999999E-4,2.1916000000000001E-3,4.9299999999999995E-4,2.186E-4,1.4836000000000001E-3,2.3111999999999998E-3,6.5690000000000002E-3,1.0803E-2,0,0,0,0,0,3.421E-3,1.3119E-2,1.7385999999999999E-2,5.6731999999999998E-3,1.7162E-2,0.30837999999999999,0.38702999999999999,0.44678000000000001,3.8883459110574548E-3,0.52231000000000005,0.54986000000000002,0.57342000000000004,0.46015364749607079,3.2759999999999998E-3,2.0496E-2,3.5279999999999999E-2,6.9527000000000005E-2,0.16606000000000001,0.31422,0.48465999999999998,0.64815,1,0,0.18962000000000001,0,0,0,0,0,0,7.5398738772491924E-6,0,0,0,5.1640499805216677E-6,0,0,0,0,0,0,0,0,0,0,0,0,0,8.4025004980503581E-6,0,0,0,null,null,null,null,null,1.26E-4,0,0,4.4219999999999997E-3,0,0,0,0,0,1.6000000000000001E-3,5.0000000000000001E-4,8.6549999999999995E-3,0]
[392,7.2178000000000006E-2,5.6146000000000001E-2,4.1820999999999997E-2,3.0185E-2,7.6840000000000006E-2,5.3296999999999997E-2,9.3248999999999999E-2,5.6833000000000002E-2,4.4635000000000001E-2,8.1423999999999993E-3,5.8209999999999998E-3,5.8656000000000003E-3,9.8417999999999995E-3,3.4341999999999998E-2,4.9854999999999997E-2,2.4667999999999999E-2,2.8058E-2,3.6284999999999998E-2,2.9895999999999999E-2,8.5835999999999996E-2,5.4281000000000003E-2,4.5074000000000003E-2,3.9335000000000002E-2,6.5765000000000004E-2,4.5747000000000003E-2,7.5312000000000004E-2,5.3025000000000003E-2,5.0285000000000003E-2,3.3996999999999999E-2,6.4355999999999997E-3,1.0603E-2,9.5940999999999999E-2,1.1537E-2,9.5319999999999997E-4,5.6468000000000004E-3,8.8639999999999997E-4,1.4484000000000001E-3,2.9199999999999999E-3,1.2236E-3,1.5644000000000001E-3,4.1942000000000004E-3,1.433E-3,2.0563999999999999E-3,5.3613999999999997E-3,1.8511999999999999E-3,3.1159999999999998E-3,2.6489999999999999E-3,4.6157999999999998E-3,6.2833999999999997E-3,6.6528000000000004E-3,7.5662000000000004E-3,5.1900000000000004E-4,2.098E-4,0,8.0079999999999995E-4,1.1091999999999999E-2,9.5327999999999993E-3,2.1892999999999999E-2,2.0539000000000002E-2,2.8424000000000001E-2,2.5425E-2,7.0129999999999998E-2,0.10548,4.6341E-2,0.19419,0.23713999999999999,0.2651,0.10111000000000001,0.18156,0.10195,0.16072,2.8611000000000001E-2,1.4538000000000001E-2,3.4927E-2,1.9401999999999999E-2,1.4487E-2,3.8816999999999997E-2,1.4E-2,4.7937E-2,5.4258000000000001E-2,4.3676E-2,2.9451999999999999E-2,1.7881999999999999E-2,5.0585999999999999E-2,4.1043000000000003E-2,3.6753000000000001E-2,1.7722000000000002E-2,4.2835999999999999E-2,0.17399000000000001,3.2169999999999998E-3,0,2.7529999999999998E-3,8.5280000000000002E-4,8.1240000000000001E-4,0,0,0,0,1.9381999999999999E-3,0,0,0,0.22613,0.38736999999999999,0,0,0,0,4.9879999999999998E-4,6.9800000000000005E-4,8.7892000000000005E-3,5.2000000000000002E-6,6.6000000000000003E-6,7.4000000000000003E-6,4.4000000000000002E-6,1.3434E-3,1.1999999999999999E-6,3.9999999999999998E-7,3.9999999999999998E-7,3.9999999999999998E-7,1.9472000000000001E-3,3.4922E-3,4.2741999999999997E-3,3.9999999999999998E-7,3.9999999999999998E-7,0,5.8819999999999999E-4,1.9808E-3,0,0,0,0,0,0,5.9360000000000001E-4,0,7.5599999999999994E-5,0,0,0,0,7.4599999999999997E-5,2.72E-5,2.2623999999999999E-3,5.8020000000000001E-4,1.9019999999999999E-4,3.6600000000000001E-4,5.0140000000000004E-4,3.436E-4,2.8039999999999999E-4,2.2039999999999999E-4,1.418E-4,4.0020000000000002E-4,2.812E-4,9.6199999999999996E-4,5.1159999999999997E-4,3.7159999999999998E-4,4.0779999999999999E-4,5.0120000000000004E-4,4.0779999999999999E-4,4.3659999999999999E-4,3.7639999999999999E-4,4.0240000000000002E-4,3.9419999999999999E-4,3.0000000000000001E-6,1.1999999999999999E-6,3.2959999999999999E-4,8.7000000000000001E-4,0,0.01,9.6259999999999991E-3,2.6614E-3,0,5.5710000000000004E-3,5.9274000000000002E-3,2.6069999999999999E-3,1.0487E-2,1.0265E-2,7.3680000000000004E-3,1.3702000000000001E-2,1.0265E-2,6.783E-3,3.0463999999999999E-3,3.7060000000000001E-3,3.5761999999999999E-3,1.7091999999999999E-3,2.5194999999999999E-2,2.9083000000000001E-2,2.4740000000000002E-2,2.7871E-2,2.8389999999999999E-3,2.1778000000000001E-3,1.5469999999999999E-2,1.2359E-2,2.5730000000000002E-3,1.3742000000000001E-2,3.5923999999999999E-3,2.9390000000000002E-3,1.718E-4,2.7973999999999998E-3,2.457E-3,1.9072E-3,1.5150000000000001E-3,4.9059999999999998E-3,8.0236000000000005E-3,2.7085999999999998E-3,2.3657999999999999E-3,8.1956000000000008E-3,1.2204E-2,2.7867999999999999E-3,2.8885999999999998E-3,1.2499E-2,3.9322000000000003E-3,1.2706E-2,1.2383E-2,1.2914E-2,4.2154000000000002E-3,1.8259999999999999E-3,2.1789999999999999E-3,6.5279999999999999E-3,5.4418000000000001E-3,7.3720000000000001E-3,2.415E-3,0,1.3138E-2,1.7961000000000001E-2,1.3867000000000001E-2,3.6729999999999999E-2,2.1962000000000001E-3,3.6292E-3,1.7462999999999999E-2,1.3750999999999999E-2,1.0432E-2,1.3036E-3,1.2463999999999999E-3,1.3904E-3,1.49E-3,7.3714000000000002E-3,1.5188E-2,2.6855999999999998E-3,1.5058999999999999E-2,4.4104000000000001E-3,0,0,4.6785999999999998E-3,4.9503999999999998E-3,2.0091000000000001E-2,2.2989999999999998E-3,1.7395000000000001E-2,3.1922000000000001E-3,1.3483E-2,2.5931999999999999E-3,6.0001999999999998E-3,1.0449999999999999E-2,3.8468E-3,5.6411999999999999E-3,1.3672E-2,6.3265999999999999E-3,4.9046000000000003E-3,4.3975999999999998E-3,4.4019999999999997E-3,7.2030000000000002E-3,2.2331999999999999E-3,2.7485999999999999E-3,1.7249E-2,3.7883999999999999E-3,4.4346000000000003E-3,4.3796E-3,4.2820000000000002E-3,4.5475999999999997E-3,1.0170999999999999E-2,1.6546000000000002E-2,1.3854E-2,2.3830000000000001E-3,5.914E-3,5.0112000000000004E-3,3.0246000000000001E-3,3.068E-3,1.1827999999999999E-3,1.4189999999999999E-3,2.2902E-3,3.9599999999999998E-4,4.372E-4,1.4752000000000001E-3,2.7104E-3,6.5719999999999997E-3,1.0808E-2,0,0,0,0,0,3.4979999999999998E-3,1.439E-2,1.8984999999999998E-2,6.6953999999999998E-3,1.9095000000000001E-2,0.32722000000000001,0.40894999999999998,0.47021000000000002,4.0718482749037815E-3,0.54637000000000002,0.57389000000000001,0.59736999999999996,0.47123971934507336,3.3930000000000002E-3,2.102E-2,3.6076999999999998E-2,7.0841000000000001E-2,0.16843,0.31761,0.48859999999999998,0.65203999999999995,1,0,0.20782999999999999,0,0,0,0,0,0,5.6240105550386943E-6,0,0,0,2.7702437819243642E-6,0,0,0,0,0,0,0,0,0,0,0,0,0,6.2047338360571302E-6,0,0,0,null,null,null,null,null,2.2800000000000001E-4,0,0,4.3579999999999999E-3,0,0,0,0,0,8.0000000000000004E-4,4.0000000000000002E-4,8.9689999999999995E-3,0]
[393,7.4605000000000005E-2,5.7918999999999998E-2,4.2951000000000003E-2,3.0911999999999999E-2,7.9440999999999998E-2,5.4952000000000001E-2,9.6375000000000002E-2,5.8708999999999997E-2,4.6107000000000002E-2,8.0065999999999991E-3,5.574E-3,5.5154000000000002E-3,9.9471999999999998E-3,3.4910999999999998E-2,5.1430999999999998E-2,2.5614000000000001E-2,2.8924999999999999E-2,3.7948000000000003E-2,2.9692E-2,8.7632000000000002E-2,5.6175000000000003E-2,4.684E-2,4.0766999999999998E-2,6.8360000000000004E-2,4.7338999999999999E-2,7.8051999999999996E-2,5.4822000000000003E-2,5.1823000000000001E-2,3.4917999999999998E-2,6.2464E-3,1.0173E-2,0.13750999999999999,1.1934E-2,8.8380000000000002E-4,5.5291999999999997E-3,7.9460000000000002E-4,1.4526000000000001E-3,2.8249999999999998E-3,1.1934000000000001E-3,1.6126000000000001E-3,4.2157999999999996E-3,1.433E-3,2.1676E-3,5.2215999999999999E-3,1.8737999999999999E-3,3.2420000000000001E-3,2.6970000000000002E-3,4.4131999999999999E-3,6.1506E-3,6.5281999999999996E-3,6.8718E-3,5.4699999999999996E-4,2.2120000000000001E-4,0,8.4420000000000003E-4,1.1335E-2,9.8911999999999993E-3,2.2325999999999999E-2,1.9449999999999999E-2,2.9076000000000001E-2,2.5791999999999999E-2,7.2727E-2,0.11454,5.1220000000000002E-2,0.20408000000000001,0.24857000000000001,0.19449,0.10673000000000001,0.19264999999999999,0.11017,0.17408999999999999,2.7730999999999999E-2,1.3701E-2,3.4634999999999999E-2,1.7687999999999999E-2,1.5547999999999999E-2,3.9605000000000001E-2,1.6E-2,4.9747E-2,5.7271000000000002E-2,4.4919000000000001E-2,3.1878999999999998E-2,1.8801999999999999E-2,5.1485000000000003E-2,4.1727E-2,3.7941999999999997E-2,1.8671E-2,4.3739E-2,0.17674999999999999,3.2169999999999998E-3,0,2.7529999999999998E-3,1.1712000000000001E-3,1.1156E-3,0,0,0,0,2.0387999999999999E-3,0,0,0,0.27773999999999999,0.45119999999999999,0,0,0,0,5.0620000000000005E-4,6.7699999999999998E-4,8.7518000000000006E-3,6.8000000000000001E-6,8.3999999999999992E-6,9.5999999999999996E-6,5.5999999999999997E-6,1.1466E-3,1.7999999999999999E-6,5.9999999999999997E-7,5.9999999999999997E-7,5.9999999999999997E-7,1.8328000000000001E-3,4.0238000000000001E-3,4.2897999999999999E-3,5.9999999999999997E-7,5.9999999999999997E-7,0,5.4580000000000004E-4,2.1091999999999999E-3,0,0,0,0,0,0,5.7939999999999999E-4,0,9.5400000000000001E-5,0,0,0,0,9.4400000000000004E-5,3.4799999999999999E-5,2.3126000000000002E-3,5.5979999999999995E-4,2.128E-4,3.68E-4,5.3260000000000004E-4,3.124E-4,2.7359999999999998E-4,1.8660000000000001E-4,1.7420000000000001E-4,4.1280000000000001E-4,3.1379999999999998E-4,1.0380000000000001E-3,5.3240000000000004E-4,3.5639999999999999E-4,4.4220000000000001E-4,5.128E-4,4.3019999999999999E-4,4.594E-4,3.8160000000000001E-4,3.8959999999999998E-4,3.8979999999999999E-4,3.9999999999999998E-6,1.7999999999999999E-6,3.6840000000000001E-4,8.6499999999999999E-4,0,0.01,9.6259999999999991E-3,2.6546E-3,0,5.5710000000000004E-3,5.9356000000000001E-3,2.5999999999999999E-3,1.1044999999999999E-2,1.0900999999999999E-2,7.803E-3,1.4499E-2,1.0900999999999999E-2,7.1390000000000004E-3,3.1435999999999999E-3,3.8159999999999999E-3,3.7028E-3,1.6348000000000001E-3,2.4490999999999999E-2,2.7918999999999999E-2,2.4795999999999999E-2,2.7189000000000001E-2,2.8389999999999999E-3,2.3592000000000001E-3,1.5753E-2,1.24E-2,2.5730000000000002E-3,1.3658999999999999E-2,3.8035999999999999E-3,3.1840000000000002E-3,2.4220000000000001E-4,3.0306E-3,2.457E-3,2.1798E-3,1.5150000000000001E-3,5.1139999999999996E-3,8.4744E-3,2.9344000000000002E-3,2.4992E-3,8.3584000000000002E-3,1.2215999999999999E-2,2.6622E-3,2.8984000000000002E-3,1.2681E-2,4.1478000000000001E-3,1.2907E-2,1.2562E-2,1.3089999999999999E-2,4.3556000000000003E-3,1.8259999999999999E-3,2.183E-3,6.2719999999999998E-3,5.5101999999999998E-3,7.4440000000000001E-3,2.415E-3,0,1.324E-2,1.804E-2,1.4121999999999999E-2,3.5933E-2,2.2648E-3,3.6857999999999999E-3,1.6489E-2,1.3814999999999999E-2,1.0426E-2,1.4124000000000001E-3,1.4246E-3,1.4536E-3,1.49E-3,7.5636000000000002E-3,1.5239000000000001E-2,2.7493999999999999E-3,1.5074000000000001E-2,4.7146000000000002E-3,0,0,5.0683999999999998E-3,4.9106000000000002E-3,1.9733000000000001E-2,2.2989999999999998E-3,1.7329000000000001E-2,3.2918000000000001E-3,1.4316000000000001E-2,2.7458000000000001E-3,6.3077999999999997E-3,1.0636E-2,3.6611999999999999E-3,5.7888000000000002E-3,1.3766E-2,6.6233999999999998E-3,5.1824000000000002E-3,4.8073999999999999E-3,4.7559999999999998E-3,7.3879999999999996E-3,2.3348000000000002E-3,2.9104000000000001E-3,1.7656999999999999E-2,3.9826000000000002E-3,4.7403999999999996E-3,4.8034000000000002E-3,4.6049999999999997E-3,4.9354000000000004E-3,1.0742E-2,1.6565E-2,1.38E-2,2.3830000000000001E-3,6.2360000000000002E-3,5.2617999999999996E-3,3.0173999999999999E-3,3.068E-3,1.3002000000000001E-3,1.884E-3,2.3888E-3,2.99E-4,6.558E-4,1.4668000000000001E-3,3.1096000000000001E-3,6.5750000000000001E-3,1.0813E-2,0,0,0,0,0,3.5750000000000001E-3,1.5661999999999999E-2,2.0584000000000002E-2,7.7175999999999998E-3,2.1027000000000001E-2,0.34605999999999998,0.43087999999999999,0.49364999999999998,4.299857303003073E-3,0.57042999999999999,0.59792999999999996,0.62133000000000005,0.4823173872618215,3.5100000000000001E-3,2.1543E-2,3.6873000000000003E-2,7.2155999999999998E-2,0.17079,0.32100000000000001,0.49253000000000002,0.65593999999999997,1,0,0.22603999999999999,0,0,0,0,0,0,3.2816619750519749E-6,0,0,0,0,0,0,0,0,0,0,0,0,0,0,0,0,0,3.0165963380568428E-6,0,0,0,null,null,null,null,null,3.3E-4,0,0,4.2929999999999999E-3,0,0,0,0,0,6.9999999999999999E-4,4.0000000000000002E-4,9.3919999999999993E-3,0]
[394,7.7033000000000004E-2,5.9691000000000001E-2,4.4082000000000003E-2,3.1637999999999999E-2,8.2041000000000003E-2,5.6607999999999999E-2,9.9501999999999993E-2,6.0586000000000001E-2,4.7578000000000002E-2,7.8708000000000007E-3,5.3270000000000001E-3,5.1652E-3,1.0052999999999999E-2,3.5478999999999997E-2,5.3008E-2,2.6558999999999999E-2,2.9791999999999999E-2,3.9612000000000001E-2,2.9489000000000001E-2,8.9427000000000006E-2,5.8069999999999997E-2,4.8605000000000002E-2,4.2197999999999999E-2,7.0954000000000003E-2,4.8930000000000001E-2,8.0791000000000002E-2,5.6619999999999997E-2,5.3360999999999999E-2,3.5839000000000003E-2,6.0572000000000004E-3,9.7429999999999999E-3,0.17907999999999999,1.2330000000000001E-2,8.1439999999999995E-4,5.4115999999999999E-3,7.0279999999999995E-4,1.4568000000000001E-3,2.7299999999999998E-3,1.1632000000000001E-3,1.6608E-3,4.2373999999999997E-3,1.433E-3,2.2788000000000001E-3,5.0818E-3,1.8963999999999999E-3,3.3679999999999999E-3,2.745E-3,4.2106000000000001E-3,6.0178000000000002E-3,6.4035999999999997E-3,6.1774000000000004E-3,5.7499999999999999E-4,2.3259999999999999E-4,0,8.876E-4,1.1579000000000001E-2,1.025E-2,2.2758E-2,1.8360999999999999E-2,2.9727E-2,2.6158000000000001E-2,7.5325000000000003E-2,0.1236,5.6098000000000002E-2,0.21396000000000001,0.26,0.12388,0.11236,0.20374,0.11839,0.18747,2.6849999999999999E-2,1.2862999999999999E-2,3.4342999999999999E-2,1.5975E-2,1.6608000000000001E-2,4.0391999999999997E-2,1.7999999999999999E-2,5.1558E-2,6.0284999999999998E-2,4.6161000000000001E-2,3.4306000000000003E-2,1.9722E-2,5.2382999999999999E-2,4.2410000000000003E-2,3.9129999999999998E-2,1.9621E-2,4.4643000000000002E-2,0.17951,3.2169999999999998E-3,0,2.7529999999999998E-3,1.4896E-3,1.4188E-3,0,0,0,0,2.1394000000000001E-3,0,0,0,0.32934999999999998,0.51502999999999999,0,0,0,0,5.1360000000000002E-4,6.5600000000000001E-4,8.7144000000000006E-3,8.3999999999999992E-6,1.0200000000000001E-5,1.1800000000000001E-5,6.8000000000000001E-6,9.4979999999999999E-4,2.3999999999999999E-6,7.9999999999999996E-7,7.9999999999999996E-7,7.9999999999999996E-7,1.7183999999999999E-3,4.5554000000000002E-3,4.3054E-3,7.9999999999999996E-7,7.9999999999999996E-7,0,5.0339999999999998E-4,2.2376000000000002E-3,0,0,0,0,0,0,5.6519999999999997E-4,0,1.1519999999999999E-4,0,0,0,0,1.142E-4,4.2400000000000001E-5,2.3628E-3,5.3939999999999999E-4,2.354E-4,3.6999999999999999E-4,5.6380000000000004E-4,2.812E-4,2.6679999999999998E-4,1.528E-4,2.0660000000000001E-4,4.2539999999999999E-4,3.4640000000000002E-4,1.114E-3,5.532E-4,3.412E-4,4.7659999999999998E-4,5.2439999999999995E-4,4.526E-4,4.8220000000000001E-4,3.8680000000000002E-4,3.768E-4,3.8539999999999999E-4,5.0000000000000004E-6,2.3999999999999999E-6,4.0719999999999998E-4,8.5999999999999998E-4,0,0.01,9.6259999999999991E-3,2.6478000000000001E-3,0,5.5710000000000004E-3,5.9438E-3,2.5929999999999998E-3,1.1601999999999999E-2,1.1535999999999999E-2,8.2380000000000005E-3,1.5295E-2,1.1535999999999999E-2,7.4949999999999999E-3,3.2407999999999998E-3,3.9259999999999998E-3,3.8294000000000002E-3,1.5604E-3,2.3786000000000002E-2,2.6754E-2,2.4853E-2,2.6505999999999998E-2,2.8389999999999999E-3,2.5406000000000001E-3,1.6035000000000001E-2,1.2441000000000001E-2,2.5730000000000002E-3,1.3577000000000001E-2,4.0147999999999998E-3,3.4290000000000002E-3,3.1260000000000001E-4,3.2637999999999999E-3,2.457E-3,2.4524E-3,1.5150000000000001E-3,5.3220000000000003E-3,8.9251999999999995E-3,3.1602000000000002E-3,2.6326000000000001E-3,8.5211999999999996E-3,1.2227E-2,2.5376000000000001E-3,2.9082000000000001E-3,1.2864E-2,4.3633999999999999E-3,1.3107000000000001E-2,1.274E-2,1.3266999999999999E-2,4.4958000000000003E-3,1.8259999999999999E-3,2.1870000000000001E-3,6.0159999999999996E-3,5.5786000000000004E-3,7.5160000000000001E-3,2.415E-3,0,1.3341E-2,1.8120000000000001E-2,1.4378E-2,3.5137000000000002E-2,2.3333999999999998E-3,3.7423999999999999E-3,1.5514E-2,1.388E-2,1.0421E-2,1.5211999999999999E-3,1.6027999999999999E-3,1.5168E-3,1.49E-3,7.7558000000000002E-3,1.5289000000000001E-2,2.8132000000000001E-3,1.5089E-2,5.0188000000000003E-3,0,0,5.4581999999999999E-3,4.8707999999999998E-3,1.9376000000000001E-2,2.2989999999999998E-3,1.7262E-2,3.3914000000000001E-3,1.5148999999999999E-2,2.8984000000000002E-3,6.6153999999999996E-3,1.0822999999999999E-2,3.4756000000000001E-3,5.9363999999999997E-3,1.3859E-2,6.9201999999999996E-3,5.4602000000000001E-3,5.2172E-3,5.11E-3,7.5729999999999999E-3,2.4364E-3,3.0722000000000002E-3,1.8065000000000001E-2,4.1767999999999996E-3,5.0461999999999998E-3,5.2272000000000004E-3,4.9280000000000001E-3,5.3232000000000002E-3,1.1313999999999999E-2,1.6583000000000001E-2,1.3745E-2,2.3830000000000001E-3,6.5579999999999996E-3,5.5123999999999998E-3,3.0102000000000002E-3,3.068E-3,1.4176E-3,2.349E-3,2.4873999999999999E-3,2.02E-4,8.744E-4,1.4584000000000001E-3,3.5087999999999999E-3,6.5779999999999996E-3,1.0817999999999999E-2,0,0,0,0,0,3.6519999999999999E-3,1.6933E-2,2.2183000000000001E-2,8.7398000000000007E-3,2.2960000000000001E-2,0.36491000000000001,0.45279999999999998,0.51707999999999998,4.5389929971656837E-3,0.59448999999999996,0.62195999999999996,0.64527999999999996,0.49338654406103566,3.627E-3,2.2067E-2,3.7670000000000002E-2,7.3469999999999994E-2,0.17316000000000001,0.32438,0.49647000000000002,0.65983000000000003,1,0,0.24424999999999999,0,0,0,0,0,0,8.1304551713401452E-7,0,0,0,0,0,0,0,0,0,0,0,0,0,0,0,0,0,0,0,2.1940191885505556E-8,0,null,null,null,null,null,4.3199999999999998E-4,0,0,4.2290000000000001E-3,0,0,0,0,0,0,8.9999999999999998E-4,9.8429999999999993E-3,0]
[395,7.9460000000000003E-2,6.1463999999999998E-2,4.5212000000000002E-2,3.2364999999999998E-2,8.4641999999999995E-2,5.8264000000000003E-2,0.10263,6.2462999999999998E-2,4.9050000000000003E-2,7.7349999999999997E-3,5.0800000000000003E-3,4.8149999999999998E-3,1.0158E-2,3.6047999999999997E-2,5.4585000000000002E-2,2.7505000000000002E-2,3.0658999999999999E-2,4.1276E-2,2.9284999999999999E-2,9.1221999999999998E-2,5.9964000000000003E-2,5.0369999999999998E-2,4.3630000000000002E-2,7.3549000000000003E-2,5.0521999999999997E-2,8.3530999999999994E-2,5.8416999999999997E-2,5.4899000000000003E-2,3.6760000000000001E-2,5.868E-3,9.3130000000000001E-3,0.22066,1.2727E-2,7.45E-4,5.2940000000000001E-3,6.11E-4,1.4610000000000001E-3,2.6350000000000002E-3,1.1329999999999999E-3,1.709E-3,4.2589999999999998E-3,1.433E-3,2.3900000000000002E-3,4.9420000000000002E-3,1.9189999999999999E-3,3.4940000000000001E-3,2.7929999999999999E-3,4.0080000000000003E-3,5.8849999999999996E-3,6.2789999999999999E-3,5.483E-3,6.0300000000000002E-4,2.4399999999999999E-4,0,9.3099999999999997E-4,1.1821999999999999E-2,1.0607999999999999E-2,2.3191E-2,1.7271999999999999E-2,3.0377999999999999E-2,2.6523999999999999E-2,7.7922000000000005E-2,0.13266,6.0976000000000002E-2,0.22384000000000001,0.27143,5.3269999999999998E-2,0.11799,0.21482999999999999,0.12661,0.20083999999999999,2.5968999999999999E-2,1.2024999999999999E-2,3.4050999999999998E-2,1.4262E-2,1.7668E-2,4.1179E-2,0.02,5.3369E-2,6.3297999999999993E-2,4.7404000000000002E-2,3.6733000000000002E-2,2.0642000000000001E-2,5.3282000000000003E-2,4.3092999999999999E-2,4.0318E-2,2.0570000000000001E-2,4.5546999999999997E-2,0.18226999999999999,3.2169999999999998E-3,0,2.7529999999999998E-3,1.8079999999999999E-3,1.722E-3,0,0,0,0,2.2399999999999998E-3,0,0,0,0.38096999999999998,0.57886000000000004,0,0,0,0,5.2099999999999998E-4,6.3500000000000004E-4,8.6770000000000007E-3,1.0000000000000001E-5,1.2E-5,1.4E-5,7.9999999999999996E-6,7.5299999999999998E-4,3.0000000000000001E-6,9.9999999999999995E-7,9.9999999999999995E-7,9.9999999999999995E-7,1.604E-3,5.0870000000000004E-3,4.3210000000000002E-3,9.9999999999999995E-7,9.9999999999999995E-7,0,4.6099999999999998E-4,2.366E-3,0,0,0,0,0,0,5.5099999999999995E-4,0,1.35E-4,0,0,0,0,1.34E-4,5.0000000000000002E-5,2.4130000000000002E-3,5.1900000000000004E-4,2.5799999999999998E-4,3.7199999999999999E-4,5.9500000000000004E-4,2.5000000000000001E-4,2.5999999999999998E-4,1.1900000000000001E-4,2.3900000000000001E-4,4.3800000000000002E-4,3.79E-4,1.1900000000000001E-3,5.7399999999999997E-4,3.2600000000000001E-4,5.1099999999999995E-4,5.3600000000000002E-4,4.75E-4,5.0500000000000002E-4,3.9199999999999999E-4,3.6400000000000001E-4,3.8099999999999999E-4,6.0000000000000002E-6,3.0000000000000001E-6,4.46E-4,8.5499999999999997E-4,0,0.01,9.6259999999999991E-3,2.6410000000000001E-3,0,5.5710000000000004E-3,5.9519999999999998E-3,2.5860000000000002E-3,1.2159E-2,1.2171E-2,8.6730000000000002E-3,1.6091000000000001E-2,1.2171E-2,7.8510000000000003E-3,3.3379999999999998E-3,4.0359999999999997E-3,3.9560000000000003E-3,1.4859999999999999E-3,2.3081999999999998E-2,2.5590000000000002E-2,2.4910000000000002E-2,2.5824E-2,2.8389999999999999E-3,2.722E-3,1.6317999999999999E-2,1.2482E-2,2.5730000000000002E-3,1.3495E-2,4.2259999999999997E-3,3.6740000000000002E-3,3.8299999999999999E-4,3.4970000000000001E-3,2.457E-3,2.725E-3,1.5150000000000001E-3,5.5300000000000002E-3,9.3760000000000007E-3,3.3860000000000001E-3,2.7659999999999998E-3,8.6840000000000007E-3,1.2238000000000001E-2,2.4130000000000002E-3,2.918E-3,1.3046E-2,4.5789999999999997E-3,1.3306999999999999E-2,1.2918000000000001E-2,1.3443999999999999E-2,4.6360000000000004E-3,1.8259999999999999E-3,2.1909999999999998E-3,5.7600000000000004E-3,5.6470000000000001E-3,7.5880000000000001E-3,2.415E-3,0,1.3443E-2,1.8200000000000001E-2,1.4633999999999999E-2,3.4340000000000002E-2,2.4020000000000001E-3,3.7989999999999999E-3,1.4540000000000001E-2,1.3945000000000001E-2,1.0415000000000001E-2,1.6299999999999999E-3,1.781E-3,1.58E-3,1.49E-3,7.9480000000000002E-3,1.5339E-2,2.8770000000000002E-3,1.5103999999999999E-2,5.3229999999999996E-3,0,0,5.8479999999999999E-3,4.8310000000000002E-3,1.9018E-2,2.2989999999999998E-3,1.7194999999999998E-2,3.4910000000000002E-3,1.5982E-2,3.0509999999999999E-3,6.9230000000000003E-3,1.1010000000000001E-2,3.29E-3,6.084E-3,1.3952000000000001E-2,7.2170000000000003E-3,5.738E-3,5.6270000000000001E-3,5.4640000000000001E-3,7.7580000000000001E-3,2.5379999999999999E-3,3.2339999999999999E-3,1.8473E-2,4.3709999999999999E-3,5.352E-3,5.6509999999999998E-3,5.2509999999999996E-3,5.7109999999999999E-3,1.1885E-2,1.6601000000000001E-2,1.3690000000000001E-2,2.3830000000000001E-3,6.8799999999999998E-3,5.7629999999999999E-3,3.003E-3,3.068E-3,1.5349999999999999E-3,2.8140000000000001E-3,2.5860000000000002E-3,1.05E-4,1.093E-3,1.4499999999999999E-3,3.908E-3,6.581E-3,1.0822999999999999E-2,0,0,0,0,0,3.7290000000000001E-3,1.8204000000000001E-2,2.3782000000000001E-2,9.7619999999999998E-3,2.4892999999999998E-2,0.38374999999999998,0.47472999999999999,0.54052,4.7558753592017496E-3,0.61853999999999998,0.64598999999999995,0.66923999999999995,0.50444708472461186,3.7439999999999999E-3,2.2589999999999999E-2,3.8466E-2,7.4784000000000003E-2,0.17552000000000001,0.32777000000000001,0.50039999999999996,0.66373000000000004,1,0,0.26245000000000002,0,0,0,0,0,0,0,0,0,0,0,0,0,0,0,0,0,0,0,0,0,0,0,0,0,0,2.5812630610744236E-6,0,null,null,null,null,null,5.3399999999999997E-4,0,0,4.1650000000000003E-3,0,0,0,0,0,0,1.1000000000000001E-3,1.0239E-2,0]
[396,8.7246000000000004E-2,6.8839999999999998E-2,5.2308E-2,3.9168000000000001E-2,9.2738000000000001E-2,6.5684999999999993E-2,0.10997,6.8562999999999999E-2,5.5120000000000002E-2,1.0205000000000001E-2,7.6059999999999999E-3,7.3249999999999999E-3,1.1424999999999999E-2,3.7895999999999999E-2,6.6382999999999998E-2,3.7052000000000002E-2,4.1699E-2,5.2832999999999998E-2,3.024E-2,0.10261000000000001,6.2023000000000002E-2,6.0257999999999999E-2,4.5351000000000002E-2,8.5889999999999994E-2,5.2909999999999999E-2,9.5023999999999997E-2,6.0670000000000002E-2,6.6512000000000002E-2,3.8101999999999997E-2,6.2715999999999996E-3,9.7071999999999992E-3,0.18043000000000001,1.3245E-2,4.4380000000000001E-3,5.6575999999999996E-3,7.3340000000000005E-4,5.3204000000000003E-3,2.8855999999999999E-3,1.3522E-3,5.2563999999999996E-3,4.6363999999999997E-3,1.6018E-3,6.3128000000000004E-3,5.6506000000000004E-3,2.2577999999999999E-3,7.3074000000000004E-3,3.2477999999999999E-3,4.0502000000000003E-3,5.9116000000000004E-3,6.4701999999999997E-3,5.8853999999999998E-3,3.5087999999999999E-3,3.2322000000000002E-3,3.0404E-3,3.7732E-3,1.2074E-2,1.0647E-2,2.3628E-2,1.9127000000000002E-2,3.1556000000000001E-2,2.7539999999999999E-2,7.7922000000000005E-2,0.13150000000000001,6.3414999999999999E-2,0.2278,0.27714,5.6103E-2,0.11902,0.21553,0.12572,0.19913,4.9444000000000002E-2,1.2838E-2,5.0227000000000001E-2,1.5972E-2,1.9435000000000001E-2,4.2518E-2,2.4E-2,5.5645E-2,6.6651000000000002E-2,4.8696999999999997E-2,3.8503999999999997E-2,2.2313E-2,5.4295000000000003E-2,4.3978000000000003E-2,4.1984E-2,2.1836000000000001E-2,4.6561999999999999E-2,0.18522,3.2169999999999998E-3,0,2.7529999999999998E-3,1.8912E-3,1.8012E-3,0,0,0,0,2.3838000000000002E-3,0,0,0,0.43456,0.65495000000000003,0,0,0,0,4.4180000000000001E-4,5.4640000000000005E-4,8.7010000000000004E-3,1.6799999999999998E-5,1.98E-5,2.2799999999999999E-5,1.34E-5,7.4140000000000002E-4,5.0000000000000004E-6,1.7999999999999999E-6,1.5999999999999999E-6,1.5999999999999999E-6,1.9492000000000001E-3,4.7162000000000003E-3,4.4016000000000003E-3,1.7999999999999999E-6,1.3999999999999999E-6,3.9999999999999998E-7,4.794E-4,2.1267999999999999E-3,0,0,0,0,0,0,5.4480000000000002E-4,0,1.964E-4,0,0,0,0,1.994E-4,7.7999999999999999E-5,2.4390000000000002E-3,5.3700000000000004E-4,2.652E-4,3.9780000000000002E-4,5.3359999999999996E-4,2.8640000000000002E-4,2.834E-4,1.5799999999999999E-4,2.6800000000000001E-4,3.5139999999999998E-4,3.2959999999999999E-4,1.2044E-3,5.7359999999999996E-4,3.7619999999999998E-4,5.0819999999999999E-4,5.5119999999999995E-4,4.5199999999999998E-4,5.0799999999999999E-4,4.3239999999999999E-4,3.748E-4,3.8759999999999999E-4,1.08E-5,5.0000000000000004E-6,4.7439999999999998E-4,7.7859999999999995E-4,1.4235999999999999E-3,0.01,9.6746000000000002E-3,2.6326000000000001E-3,0,5.5710000000000004E-3,5.9573999999999998E-3,2.5776000000000002E-3,1.2945999999999999E-2,1.3252E-2,9.5063999999999999E-3,1.7436E-2,1.3252E-2,8.6046000000000004E-3,3.7748E-3,4.4856000000000002E-3,4.2408000000000003E-3,1.8576E-3,2.2377000000000001E-2,2.4426E-2,2.4967E-2,2.5142000000000001E-2,3.1227999999999998E-3,2.722E-3,1.6576E-2,1.2687E-2,2.5730000000000002E-3,1.3413E-2,4.6486000000000001E-3,4.0413999999999997E-3,5.4779999999999998E-4,3.7299999999999998E-3,2.7028E-3,2.9973999999999999E-3,1.818E-3,5.9681999999999999E-3,1.0097E-2,3.6118000000000001E-3,3.0140000000000002E-3,8.7925999999999994E-3,1.2248999999999999E-2,2.5912000000000001E-3,3.1686000000000001E-3,1.3374E-2,4.9020000000000001E-3,1.3612000000000001E-2,1.3256E-2,1.3742000000000001E-2,4.6493999999999997E-3,1.8259999999999999E-3,2.2506000000000002E-3,6.1120000000000002E-3,5.7156000000000004E-3,7.6601999999999998E-3,2.415E-3,1.8079999999999999E-3,1.4382000000000001E-2,1.8280000000000001E-2,1.489E-2,3.3543000000000003E-2,2.6080000000000001E-3,4.2922000000000004E-3,1.3566E-2,1.4716999999999999E-2,1.0409E-2,1.6299999999999999E-3,1.781E-3,1.6432E-3,1.5893999999999999E-3,8.1402000000000002E-3,1.5389E-2,3.1327999999999998E-3,1.5295E-2,6.0834000000000001E-3,0,0,6.2377999999999999E-3,5.0032000000000002E-3,1.866E-2,2.2989999999999998E-3,1.7395000000000001E-2,3.6906E-3,1.6815E-2,3.0509999999999999E-3,7.5383999999999998E-3,1.1232000000000001E-2,3.3744000000000001E-3,6.5357999999999996E-3,1.4045E-2,7.5138000000000002E-3,6.0158E-3,6.0368000000000002E-3,5.8180000000000003E-3,7.9431999999999992E-3,2.6396000000000002E-3,3.5571999999999999E-3,1.9037999999999999E-2,4.6623999999999997E-3,6.1164000000000001E-3,6.4986000000000002E-3,6.0185999999999998E-3,6.5516000000000003E-3,1.2827E-2,1.6618999999999998E-2,1.3635E-2,2.5417999999999999E-3,7.3677999999999999E-3,6.2892E-3,3.0010000000000002E-3,3.1795999999999999E-3,1.6571999999999999E-3,2.8424000000000001E-3,2.6940000000000002E-3,3.0459999999999998E-4,8.744E-4,1.16E-3,4.9719999999999999E-3,7.0156000000000003E-3,1.1094E-2,1.2640000000000001E-4,2.9600000000000001E-5,0,2.1399999999999998E-5,1.52E-5,4.0102000000000002E-3,2.2426999999999999E-2,2.8934999999999999E-2,1.2779E-2,3.0935000000000001E-2,0.40260000000000001,0.49664999999999998,0.56394999999999995,4.9668828039589738E-3,0.64259999999999995,0.67003000000000001,0.69318999999999997,0.51549890639201579,3.8779999999999999E-3,2.3161999999999999E-2,3.9323999999999998E-2,7.6174000000000006E-2,0.17796000000000001,0.33119999999999999,0.50431000000000004,0.66754000000000002,1,0,0.30184,0,0,0,0,0,0,0,0,0,0,0,0,0,0,0,0,0,0,1.4639494949619802E-8,0,0,0,0,0,0,0,4.2746537474158686E-6,0,null,null,null,null,null,6.3599999999999996E-4,2.72E-4,0,4.1000000000000003E-3,0,0,0,0,0,8.0000000000000004E-4,2.3E-3,1.0562E-2,0]
[397,9.5031000000000004E-2,7.6215000000000005E-2,5.9403999999999998E-2,4.5970999999999998E-2,0.10083,7.3106000000000004E-2,0.11731,7.4662999999999993E-2,6.1190000000000001E-2,1.2675000000000001E-2,1.0132E-2,9.835E-3,1.2690999999999999E-2,3.9744000000000002E-2,7.8181E-2,4.6598000000000001E-2,5.2738E-2,6.4390000000000003E-2,3.1196000000000002E-2,0.114,6.4080999999999999E-2,7.0144999999999999E-2,4.7072999999999997E-2,9.8230999999999999E-2,5.5296999999999999E-2,0.10652,6.2923999999999994E-2,7.8123999999999999E-2,3.9444E-2,6.6752000000000001E-3,1.0101000000000001E-2,0.14021,1.3762999999999999E-2,8.1309999999999993E-3,6.0212E-3,8.5579999999999999E-4,9.1798000000000001E-3,3.1362E-3,1.5713999999999999E-3,8.8038000000000005E-3,5.0137999999999997E-3,1.7706E-3,1.0236E-2,6.3591999999999997E-3,2.5966000000000001E-3,1.1121000000000001E-2,3.7025999999999999E-3,4.0924000000000004E-3,5.9382000000000002E-3,6.6613999999999996E-3,6.2877999999999996E-3,6.4146000000000003E-3,6.2204000000000001E-3,6.0807999999999999E-3,6.6153999999999996E-3,1.2324999999999999E-2,1.0685999999999999E-2,2.4065E-2,2.0982000000000001E-2,3.2735E-2,2.8556000000000002E-2,7.7922000000000005E-2,0.13034000000000001,6.5853999999999996E-2,0.23175000000000001,0.28286,5.8937000000000003E-2,0.12003999999999999,0.21623999999999999,0.12484000000000001,0.19742000000000001,7.2918999999999998E-2,1.3651999999999999E-2,6.6403000000000004E-2,1.7682E-2,2.1201999999999999E-2,4.3857E-2,2.8000000000000001E-2,5.7921E-2,7.0003999999999997E-2,4.999E-2,4.0274999999999998E-2,2.3983999999999998E-2,5.5308000000000003E-2,4.4863E-2,4.3651000000000002E-2,2.3102000000000001E-2,4.7577000000000001E-2,0.18817999999999999,3.2169999999999998E-3,0,2.7529999999999998E-3,1.9743999999999999E-3,1.8804E-3,0,0,0,0,2.5276000000000001E-3,0,0,0,0.48815999999999998,0.73104999999999998,0,0,0,0,3.6259999999999998E-4,4.5780000000000001E-4,8.7250000000000001E-3,2.3600000000000001E-5,2.76E-5,3.1600000000000002E-5,1.88E-5,7.2979999999999996E-4,6.9999999999999999E-6,2.6000000000000001E-6,2.2000000000000001E-6,2.2000000000000001E-6,2.2943999999999998E-3,4.3454000000000001E-3,4.4822000000000004E-3,2.6000000000000001E-6,1.7999999999999999E-6,7.9999999999999996E-7,4.9779999999999996E-4,1.8875999999999999E-3,0,0,0,0,0,0,5.3859999999999997E-4,0,2.5779999999999998E-4,0,0,0,0,2.6479999999999999E-4,1.06E-4,2.4650000000000002E-3,5.5500000000000005E-4,2.7240000000000001E-4,4.236E-4,4.7219999999999999E-4,3.2279999999999999E-4,3.0679999999999998E-4,1.9699999999999999E-4,2.9700000000000001E-4,2.6479999999999999E-4,2.8019999999999998E-4,1.2187999999999999E-3,5.7319999999999995E-4,4.2640000000000001E-4,5.0540000000000003E-4,5.664E-4,4.2900000000000002E-4,5.1099999999999995E-4,4.728E-4,3.8559999999999999E-4,3.9419999999999999E-4,1.56E-5,6.9999999999999999E-6,5.0279999999999997E-4,7.0220000000000005E-4,2.8471999999999998E-3,0.01,9.7231999999999996E-3,2.6242000000000001E-3,0,5.5710000000000004E-3,5.9627999999999999E-3,2.5692000000000002E-3,1.3733E-2,1.4331999999999999E-2,1.034E-2,1.8782E-2,1.4331999999999999E-2,9.3582000000000005E-3,4.2116000000000002E-3,4.9351999999999998E-3,4.5256000000000003E-3,2.2292000000000002E-3,2.1673000000000001E-2,2.3262000000000001E-2,2.5024000000000001E-2,2.4459999999999999E-2,3.4066000000000001E-3,2.722E-3,1.6833999999999998E-2,1.2891E-2,2.5730000000000002E-3,1.3331000000000001E-2,5.0711999999999997E-3,4.4088E-3,7.1259999999999997E-4,3.9630000000000004E-3,2.9486E-3,3.2697999999999998E-3,2.1210000000000001E-3,6.4063999999999996E-3,1.0817999999999999E-2,3.8376E-3,3.2620000000000001E-3,8.9011999999999997E-3,1.2260999999999999E-2,2.7694E-3,3.4191999999999998E-3,1.3703E-2,5.2249999999999996E-3,1.3918E-2,1.3594999999999999E-2,1.4038999999999999E-2,4.6627999999999999E-3,1.8259999999999999E-3,2.3102000000000001E-3,6.4640000000000001E-3,5.7841999999999998E-3,7.7324000000000004E-3,2.415E-3,3.6159999999999999E-3,1.5321E-2,1.8359E-2,1.5145E-2,3.2746999999999998E-2,2.8140000000000001E-3,4.7854000000000004E-3,1.2592000000000001E-2,1.549E-2,1.0404E-2,1.6299999999999999E-3,1.781E-3,1.7064000000000001E-3,1.6888000000000001E-3,8.3324000000000002E-3,1.5439E-2,3.3885999999999999E-3,1.5487000000000001E-2,6.8437999999999997E-3,0,0,6.6276E-3,5.1754000000000001E-3,1.8301999999999999E-2,2.2989999999999998E-3,1.7596000000000001E-2,3.8901999999999999E-3,1.7648E-2,3.0509999999999999E-3,8.1537999999999992E-3,1.1454000000000001E-2,3.4588000000000002E-3,6.9876000000000001E-3,1.4138E-2,7.8106E-3,6.2935999999999999E-3,6.4466000000000002E-3,6.1720000000000004E-3,8.1283999999999992E-3,2.7412000000000001E-3,3.8804E-3,1.9602999999999999E-2,4.9538000000000004E-3,6.8808000000000003E-3,7.3461999999999998E-3,6.7862E-3,7.3921999999999998E-3,1.3769E-2,1.6636999999999999E-2,1.358E-2,2.7006E-3,7.8556000000000008E-3,6.8154000000000001E-3,2.9989999999999999E-3,3.2912000000000002E-3,1.7794E-3,2.8708000000000002E-3,2.8019999999999998E-3,5.042E-4,6.558E-4,8.7000000000000001E-4,6.0359999999999997E-3,7.4501999999999997E-3,1.1365E-2,2.5280000000000002E-4,5.9200000000000002E-5,0,4.2799999999999997E-5,3.04E-5,4.2913999999999999E-3,2.665E-2,3.4089000000000001E-2,1.5795E-2,3.6976000000000002E-2,0.42143999999999998,0.51856999999999998,0.58738999999999997,5.1942686636031231E-3,0.66666000000000003,0.69406000000000001,0.71714999999999995,0.52654190835023673,4.0119999999999999E-3,2.3734000000000002E-2,4.0182000000000002E-2,7.7563999999999994E-2,0.1804,0.33461999999999997,0.50822000000000001,0.67134000000000005,1,0,0.34121000000000001,0,0,0,0,0,0,0,0,0,0,0,0,0,0,0,0,0,0,1.07324592590885E-6,0,0,0,0,0,0,1.7708129007587559E-6,5.8757163969858084E-6,0,null,null,null,null,null,7.3800000000000005E-4,9.19E-4,0,4.0359999999999997E-3,0,0,0,0,0,0,1.2999999999999999E-3,1.0867E-2,0]
[398,0.10281999999999999,8.3590999999999999E-2,6.6499000000000003E-2,5.2774000000000001E-2,0.10893,8.0528000000000002E-2,0.12465,8.0762E-2,6.7258999999999999E-2,1.5143999999999999E-2,1.2658000000000001E-2,1.2345E-2,1.3958E-2,4.1591999999999997E-2,8.9978000000000002E-2,5.6145E-2,6.3778000000000001E-2,7.5948000000000002E-2,3.2150999999999999E-2,0.12539,6.6140000000000004E-2,8.0033000000000007E-2,4.8793999999999997E-2,0.11057,5.7685E-2,0.11801,6.5176999999999999E-2,8.9736999999999997E-2,4.0786999999999997E-2,7.0787999999999997E-3,1.0496E-2,9.9983000000000002E-2,1.4281E-2,1.1823999999999999E-2,6.3848000000000004E-3,9.7820000000000003E-4,1.3039E-2,3.3868000000000001E-3,1.7906E-3,1.2351000000000001E-2,5.3911999999999996E-3,1.9394E-3,1.4158E-2,7.0678E-3,2.9353999999999999E-3,1.4933999999999999E-2,4.1574000000000003E-3,4.1346000000000004E-3,5.9648000000000001E-3,6.8526000000000004E-3,6.6902000000000003E-3,9.3203999999999995E-3,9.2086000000000008E-3,9.1211999999999994E-3,9.4576E-3,1.2577E-2,1.0725999999999999E-2,2.4503E-2,2.2837E-2,3.3912999999999999E-2,2.9572000000000001E-2,7.7922000000000005E-2,0.12919,6.8293000000000006E-2,0.23569999999999999,0.28856999999999999,6.1769999999999999E-2,0.12107,0.21693999999999999,0.12396,0.19571,9.6393999999999994E-2,1.4465E-2,8.2580000000000001E-2,1.9393000000000001E-2,2.2967999999999999E-2,4.5194999999999999E-2,3.2000000000000001E-2,6.0197000000000001E-2,7.3357000000000006E-2,5.1283000000000002E-2,4.2047000000000001E-2,2.5655000000000001E-2,5.6321999999999997E-2,4.5748999999999998E-2,4.5317000000000003E-2,2.4367E-2,4.8592999999999997E-2,0.19112999999999999,3.2169999999999998E-3,0,2.7529999999999998E-3,2.0576000000000001E-3,1.9596000000000001E-3,0,0,0,0,2.6714E-3,0,0,0,0.54174999999999995,0.80715000000000003,0,0,0,0,2.834E-4,3.6919999999999998E-4,8.7489999999999998E-3,3.04E-5,3.54E-5,4.0399999999999999E-5,2.4199999999999999E-5,7.182E-4,9.0000000000000002E-6,3.4000000000000001E-6,2.7999999999999999E-6,2.7999999999999999E-6,2.6396000000000002E-3,3.9746E-3,4.5627999999999997E-3,3.4000000000000001E-6,2.2000000000000001E-6,1.1999999999999999E-6,5.1619999999999997E-4,1.6484E-3,0,0,0,0,0,0,5.3240000000000004E-4,0,3.1920000000000001E-4,0,0,0,0,3.302E-4,1.34E-4,2.4910000000000002E-3,5.7300000000000005E-4,2.7960000000000002E-4,4.4939999999999997E-4,4.1080000000000001E-4,3.592E-4,3.302E-4,2.3599999999999999E-4,3.2600000000000001E-4,1.7819999999999999E-4,2.308E-4,1.2332000000000001E-3,5.7280000000000005E-4,4.7659999999999998E-4,5.0259999999999997E-4,5.8160000000000004E-4,4.06E-4,5.1400000000000003E-4,5.1320000000000001E-4,3.9639999999999999E-4,4.0079999999999998E-4,2.0400000000000001E-5,9.0000000000000002E-6,5.3120000000000001E-4,6.2580000000000003E-4,4.2707999999999999E-3,0.01,9.7718000000000006E-3,2.6158000000000002E-3,0,5.5710000000000004E-3,5.9681999999999999E-3,2.5607999999999998E-3,1.4520999999999999E-2,1.5413E-2,1.1173000000000001E-2,2.0126999999999999E-2,1.5413E-2,1.0111999999999999E-2,4.6483999999999996E-3,5.3848000000000004E-3,4.8104000000000003E-3,2.6007999999999999E-3,2.0968000000000001E-2,2.2096999999999999E-2,2.5080000000000002E-2,2.3777E-2,3.6903999999999999E-3,2.722E-3,1.7093000000000001E-2,1.3096E-2,2.5730000000000002E-3,1.3247999999999999E-2,5.4938000000000001E-3,4.7762000000000004E-3,8.7739999999999997E-4,4.1960000000000001E-3,3.1944E-3,3.5422000000000001E-3,2.4239999999999999E-3,6.8446000000000002E-3,1.154E-2,4.0634E-3,3.5100000000000001E-3,9.0098000000000001E-3,1.2272E-2,2.9475999999999999E-3,3.6698E-3,1.4031E-2,5.548E-3,1.4223E-2,1.3932999999999999E-2,1.4337000000000001E-2,4.6762000000000001E-3,1.8259999999999999E-3,2.3698E-3,6.816E-3,5.8528E-3,7.8046000000000001E-3,2.415E-3,5.424E-3,1.6258999999999999E-2,1.8439000000000001E-2,1.5401E-2,3.1949999999999999E-2,3.0200000000000001E-3,5.2785999999999996E-3,1.1617000000000001E-2,1.6261999999999999E-2,1.0397999999999999E-2,1.6299999999999999E-3,1.781E-3,1.7696000000000001E-3,1.7882E-3,8.5246000000000002E-3,1.5488999999999999E-2,3.6443999999999999E-3,1.5678000000000001E-2,7.6042000000000002E-3,0,0,7.0174E-3,5.3476000000000001E-3,1.7944999999999999E-2,2.2989999999999998E-3,1.7795999999999999E-2,4.0898000000000002E-3,1.8481000000000001E-2,3.0509999999999999E-3,8.7691999999999996E-3,1.1676000000000001E-2,3.5431999999999998E-3,7.4393999999999997E-3,1.4231000000000001E-2,8.1074000000000007E-3,6.5713999999999998E-3,6.8564000000000003E-3,6.5259999999999997E-3,8.3136000000000009E-3,2.8427999999999999E-3,4.2036E-3,2.0168999999999999E-2,5.2452000000000002E-3,7.6452000000000004E-3,8.1937999999999993E-3,7.5538000000000003E-3,8.2328000000000002E-3,1.4711999999999999E-2,1.6656000000000001E-2,1.3526E-2,2.8593999999999998E-3,8.3434000000000008E-3,7.3416000000000002E-3,2.9970000000000001E-3,3.4028000000000001E-3,1.9016E-3,2.8992000000000002E-3,2.9099999999999998E-3,7.0379999999999998E-4,4.372E-4,5.8E-4,7.1000000000000004E-3,7.8848000000000008E-3,1.1637E-2,3.792E-4,8.8800000000000004E-5,0,6.4200000000000002E-5,4.5599999999999997E-5,4.5725999999999996E-3,3.0872E-2,3.9241999999999999E-2,1.8811999999999999E-2,4.3018000000000001E-2,0.44029000000000001,0.54049999999999998,0.61082000000000003,5.4134653158135924E-3,0.69072,0.71809000000000001,0.74109999999999998,0.53757599202332385,4.1460000000000004E-3,2.4306999999999999E-2,4.104E-2,7.8954999999999997E-2,0.18284,0.33805000000000002,0.51212999999999997,0.67513999999999996,1,0,0.38059999999999999,0,0,0,0,0,0,0,0,0,0,0,0,0,0,1.8750838535197545E-6,0,0,0,1.7628045725359698E-6,0,0,0,0,0,0,5.4416204875451513E-6,7.5310608735890128E-6,0,null,null,null,null,null,8.4000000000000003E-4,1.6930000000000001E-3,0,3.9719999999999998E-3,0,0,0,0,0,1.6000000000000001E-3,6.9999999999999999E-4,1.1181E-2,0]
[399,0.1106,9.0966000000000005E-2,7.3594999999999994E-2,5.9576999999999998E-2,0.11703,8.7948999999999999E-2,0.13199,8.6861999999999995E-2,7.3329000000000005E-2,1.7614000000000001E-2,1.5184E-2,1.4855E-2,1.5224E-2,4.3439999999999999E-2,0.10178,6.5690999999999999E-2,7.4816999999999995E-2,8.7504999999999999E-2,3.3106999999999998E-2,0.13678000000000001,6.8197999999999995E-2,8.992E-2,5.0515999999999998E-2,0.12291000000000001,6.0072E-2,0.1295,6.7431000000000005E-2,0.10135,4.2129E-2,7.4824000000000002E-3,1.089E-2,5.9759E-2,1.4799E-2,1.5517E-2,6.7483999999999999E-3,1.1006E-3,1.6899000000000001E-2,3.6373999999999998E-3,2.0098E-3,1.5899E-2,5.7685999999999996E-3,2.1082000000000002E-3,1.8081E-2,7.7764000000000002E-3,3.2742000000000001E-3,1.8748000000000001E-2,4.6122000000000003E-3,4.1767999999999996E-3,5.9914E-3,7.0438000000000002E-3,7.0926000000000001E-3,1.2226000000000001E-2,1.2197E-2,1.2161999999999999E-2,1.23E-2,1.2828000000000001E-2,1.0765E-2,2.494E-2,2.4691999999999999E-2,3.5091999999999998E-2,3.0588000000000001E-2,7.7922000000000005E-2,0.12803,7.0732000000000003E-2,0.23965,0.29429,6.4603999999999995E-2,0.1221,0.21765000000000001,0.12307,0.19400000000000001,0.11987,1.5278999999999999E-2,9.8755999999999997E-2,2.1103E-2,2.4735E-2,4.6533999999999999E-2,3.5999999999999997E-2,6.2473000000000001E-2,7.671E-2,5.2575999999999998E-2,4.3818000000000003E-2,2.7326E-2,5.7334999999999997E-2,4.6634000000000002E-2,4.6983999999999998E-2,2.5633E-2,4.9607999999999999E-2,0.19409000000000001,3.2169999999999998E-3,0,2.7529999999999998E-3,2.1408E-3,2.0387999999999999E-3,0,0,0,0,2.8151999999999999E-3,0,0,0,0.59535000000000005,0.88324000000000003,0,0,0,0,2.042E-4,2.8059999999999999E-4,8.7729999999999995E-3,3.7200000000000003E-5,4.32E-5,4.9200000000000003E-5,2.9600000000000001E-5,7.0660000000000004E-4,1.1E-5,4.1999999999999996E-6,3.4000000000000001E-6,3.4000000000000001E-6,2.9848000000000001E-3,3.6037999999999999E-3,4.6433999999999998E-3,4.1999999999999996E-6,2.6000000000000001E-6,1.5999999999999999E-6,5.3459999999999998E-4,1.4092E-3,0,0,0,0,0,0,5.262E-4,0,3.8059999999999998E-4,0,0,0,0,3.9560000000000002E-4,1.6200000000000001E-4,2.5170000000000001E-3,5.9100000000000005E-4,2.8679999999999998E-4,4.752E-4,3.4939999999999998E-4,3.9560000000000002E-4,3.5359999999999998E-4,2.7500000000000002E-4,3.5500000000000001E-4,9.1600000000000004E-5,1.8139999999999999E-4,1.2476E-3,5.7240000000000004E-4,5.2680000000000001E-4,4.9980000000000001E-4,5.9679999999999998E-4,3.8299999999999999E-4,5.1699999999999999E-4,5.5360000000000001E-4,4.0719999999999998E-4,4.0739999999999998E-4,2.5199999999999999E-5,1.1E-5,5.5960000000000005E-4,5.4940000000000002E-4,5.6943999999999996E-3,0.01,9.8204E-3,2.6074000000000002E-3,0,5.5710000000000004E-3,5.9735999999999999E-3,2.5523999999999998E-3,1.5308E-2,1.6493000000000001E-2,1.2007E-2,2.1472999999999999E-2,1.6493000000000001E-2,1.0865E-2,5.0851999999999998E-3,5.8344E-3,5.0952000000000002E-3,2.9724E-3,2.0264000000000001E-2,2.0933E-2,2.5137E-2,2.3095000000000001E-2,3.9741999999999998E-3,2.722E-3,1.7350999999999998E-2,1.3299999999999999E-2,2.5730000000000002E-3,1.3166000000000001E-2,5.9163999999999996E-3,5.1435999999999999E-3,1.0422000000000001E-3,4.4289999999999998E-3,3.4402E-3,3.8146E-3,2.7269999999999998E-3,7.2827999999999999E-3,1.2260999999999999E-2,4.2892E-3,3.7580000000000001E-3,9.1184000000000005E-3,1.2284E-2,3.1258000000000002E-3,3.9204000000000001E-3,1.436E-2,5.8710000000000004E-3,1.4529E-2,1.4272E-2,1.4633999999999999E-2,4.6896000000000004E-3,1.8259999999999999E-3,2.4294E-3,7.1679999999999999E-3,5.9214000000000003E-3,7.8767999999999998E-3,2.415E-3,7.2319999999999997E-3,1.7198000000000001E-2,1.8518E-2,1.5656E-2,3.1154000000000001E-2,3.2260000000000001E-3,5.7717999999999997E-3,1.0643E-2,1.7035000000000002E-2,1.0392999999999999E-2,1.6299999999999999E-3,1.781E-3,1.8328000000000001E-3,1.8875999999999999E-3,8.7168000000000002E-3,1.5539000000000001E-2,3.9001999999999999E-3,1.5869999999999999E-2,8.3645999999999998E-3,0,0,7.4072000000000001E-3,5.5198000000000001E-3,1.7586999999999998E-2,2.2989999999999998E-3,1.7996999999999999E-2,4.2893999999999996E-3,1.9314000000000001E-2,3.0509999999999999E-3,9.3845999999999999E-3,1.1898000000000001E-2,3.6275999999999999E-3,7.8911999999999993E-3,1.4324E-2,8.4042000000000006E-3,6.8491999999999997E-3,7.2661999999999996E-3,6.8799999999999998E-3,8.4988000000000008E-3,2.9443999999999998E-3,4.5268000000000001E-3,2.0733999999999999E-2,5.5366E-3,8.4095999999999997E-3,9.0413999999999998E-3,8.3213999999999996E-3,9.0734000000000006E-3,1.5654000000000001E-2,1.6674000000000001E-2,1.3471E-2,3.0182E-3,8.8312000000000009E-3,7.8677999999999994E-3,2.9949999999999998E-3,3.5144E-3,2.0238000000000001E-3,2.9275999999999998E-3,3.0179999999999998E-3,9.0339999999999995E-4,2.186E-4,2.9E-4,8.1639999999999994E-3,8.3193999999999994E-3,1.1908E-2,5.0560000000000004E-4,1.184E-4,0,8.5599999999999994E-5,6.0800000000000001E-5,4.8538000000000001E-3,3.5095000000000001E-2,4.4395999999999998E-2,2.1828E-2,4.9058999999999998E-2,0.45912999999999998,0.56242000000000003,0.63426000000000005,5.5999051382895262E-3,0.71477999999999997,0.74212999999999996,0.76505000000000001,0.54860106096150507,4.28E-3,2.4878999999999998E-2,4.1897999999999998E-2,8.0345E-2,0.18528,0.34148000000000001,0.51604000000000005,0.67895000000000005,1,0,0.41997000000000001,0,0,0,0,0,0,0,0,0,0,0,0,1.8298890154255787E-6,0,5.6703388509049546E-6,0,0,1.0100238796439953E-6,1.2516143215179909E-6,0,0,0,0,0,0,6.826516255387105E-6,9.5844970928737894E-6,2.7554822281672386E-6,null,null,null,null,null,9.41E-4,2.3419999999999999E-3,0,3.908E-3,0,0,0,0,0,1.5E-3,8.0000000000000004E-4,1.1531E-2,0]
[400,0.11839,9.8341999999999999E-2,8.0690999999999999E-2,6.6379999999999995E-2,0.12512000000000001,9.5369999999999996E-2,0.13933000000000001,9.2962000000000003E-2,7.9398999999999997E-2,2.0084000000000001E-2,1.771E-2,1.7364999999999998E-2,1.6490999999999999E-2,4.5288000000000002E-2,0.11357,7.5237999999999999E-2,8.5857000000000003E-2,9.9061999999999997E-2,3.4062000000000002E-2,0.14817,7.0257E-2,9.9807999999999994E-2,5.2236999999999999E-2,0.13525000000000001,6.2460000000000002E-2,0.14099999999999999,6.9683999999999996E-2,0.11296,4.3471000000000003E-2,7.8860000000000006E-3,1.1284000000000001E-2,1.9535E-2,1.5317000000000001E-2,1.9210000000000001E-2,7.1120000000000003E-3,1.2229999999999999E-3,2.0757999999999999E-2,3.888E-3,2.2290000000000001E-3,1.9446000000000001E-2,6.1460000000000004E-3,2.2769999999999999E-3,2.2003999999999999E-2,8.4849999999999995E-3,3.6129999999999999E-3,2.2561000000000001E-2,5.0670000000000003E-3,4.2189999999999997E-3,6.0179999999999999E-3,7.2350000000000001E-3,7.4949999999999999E-3,1.5132E-2,1.5185000000000001E-2,1.5202E-2,1.5141999999999999E-2,1.308E-2,1.0803999999999999E-2,2.5377E-2,2.6547000000000001E-2,3.6269999999999997E-2,3.1604E-2,7.7922000000000005E-2,0.12687000000000001,7.3171E-2,0.24360999999999999,0.3,6.7436999999999997E-2,0.12311999999999999,0.21834999999999999,0.12218999999999999,0.19228999999999999,0.14334,1.6091999999999999E-2,0.11493,2.2813E-2,2.6502000000000001E-2,4.7872999999999999E-2,0.04,6.4749000000000001E-2,8.0062999999999995E-2,5.3869E-2,4.5588999999999998E-2,2.8996999999999998E-2,5.8347999999999997E-2,4.7518999999999999E-2,4.8649999999999999E-2,2.6898999999999999E-2,5.0623000000000001E-2,0.19703999999999999,3.2169999999999998E-3,0,2.7529999999999998E-3,2.2239999999999998E-3,2.1180000000000001E-3,0,0,0,0,2.9589999999999998E-3,0,0,0,0.64893999999999996,0.95933999999999997,0,0,0,0,1.25E-4,1.92E-4,8.7969999999999993E-3,4.3999999999999999E-5,5.1E-5,5.8E-5,3.4999999999999997E-5,6.9499999999999998E-4,1.2999999999999999E-5,5.0000000000000004E-6,3.9999999999999998E-6,3.9999999999999998E-6,3.3300000000000001E-3,3.2330000000000002E-3,4.7239999999999999E-3,5.0000000000000004E-6,3.0000000000000001E-6,1.9999999999999999E-6,5.53E-4,1.17E-3,0,0,0,0,0,0,5.1999999999999995E-4,0,4.4200000000000001E-4,0,0,0,0,4.6099999999999998E-4,1.9000000000000001E-4,2.5430000000000001E-3,6.0899999999999995E-4,2.9399999999999999E-4,5.0100000000000003E-4,2.8800000000000001E-4,4.3199999999999998E-4,3.77E-4,3.1399999999999999E-4,3.8400000000000001E-4,5.0000000000000004E-6,1.3200000000000001E-4,1.2620000000000001E-3,5.7200000000000003E-4,5.7700000000000004E-4,4.9700000000000005E-4,6.1200000000000002E-4,3.6000000000000002E-4,5.1999999999999995E-4,5.9400000000000002E-4,4.1800000000000002E-4,4.1399999999999998E-4,3.0000000000000001E-5,1.2999999999999999E-5,5.8799999999999998E-4,4.73E-4,7.1180000000000002E-3,0.01,9.8689999999999993E-3,2.5990000000000002E-3,0,5.5710000000000004E-3,5.9789999999999999E-3,2.5439999999999998E-3,1.6095000000000002E-2,1.7573999999999999E-2,1.2840000000000001E-2,2.2818000000000001E-2,1.7573999999999999E-2,1.1619000000000001E-2,5.522E-3,6.2839999999999997E-3,5.3800000000000002E-3,3.3440000000000002E-3,1.9559E-2,1.9768999999999998E-2,2.5194000000000001E-2,2.2412999999999999E-2,4.2579999999999996E-3,2.722E-3,1.7609E-2,1.3505E-2,2.5730000000000002E-3,1.3084E-2,6.339E-3,5.5110000000000003E-3,1.207E-3,4.6620000000000003E-3,3.686E-3,4.0870000000000004E-3,3.0300000000000001E-3,7.7210000000000004E-3,1.2982E-2,4.5149999999999999E-3,4.006E-3,9.2270000000000008E-3,1.2295E-2,3.3040000000000001E-3,4.1710000000000002E-3,1.4688E-2,6.1939999999999999E-3,1.4834E-2,1.461E-2,1.4932000000000001E-2,4.7029999999999997E-3,1.8259999999999999E-3,2.4889999999999999E-3,7.5199999999999998E-3,5.9899999999999997E-3,7.9489999999999995E-3,2.415E-3,9.0399999999999994E-3,1.8137E-2,1.8598E-2,1.5911999999999999E-2,3.0356999999999999E-2,3.4320000000000002E-3,6.2649999999999997E-3,9.6690000000000005E-3,1.7807E-2,1.0387E-2,1.6299999999999999E-3,1.781E-3,1.8959999999999999E-3,1.9870000000000001E-3,8.9090000000000003E-3,1.5589E-2,4.156E-3,1.6060999999999999E-2,9.1249999999999994E-3,0,0,7.7970000000000001E-3,5.692E-3,1.7229000000000001E-2,2.2989999999999998E-3,1.8197000000000001E-2,4.4889999999999999E-3,2.0147000000000002E-2,3.0509999999999999E-3,0.01,1.2120000000000001E-2,3.712E-3,8.3429999999999997E-3,1.4416999999999999E-2,8.7010000000000004E-3,7.1269999999999997E-3,7.6759999999999997E-3,7.234E-3,8.6840000000000007E-3,3.0460000000000001E-3,4.8500000000000001E-3,2.1298999999999998E-2,5.8279999999999998E-3,9.1739999999999999E-3,9.8890000000000002E-3,9.0889999999999999E-3,9.9139999999999992E-3,1.6596E-2,1.6691999999999999E-2,1.3416000000000001E-2,3.1770000000000001E-3,9.3189999999999992E-3,8.3940000000000004E-3,2.993E-3,3.6259999999999999E-3,2.1459999999999999E-3,2.9559999999999999E-3,3.1259999999999999E-3,1.103E-3,0,0,9.2280000000000001E-3,8.7539999999999996E-3,1.2179000000000001E-2,6.3199999999999997E-4,1.4799999999999999E-4,0,1.07E-4,7.6000000000000004E-5,5.1349999999999998E-3,3.9317999999999999E-2,4.9549000000000003E-2,2.4844999999999999E-2,5.5100999999999997E-2,0.47798000000000002,0.58433999999999997,0.65769,5.7290205087300091E-3,0.73882999999999999,0.76615999999999995,0.78900999999999999,0.55961702082992226,4.4140000000000004E-3,2.5451000000000001E-2,4.2756000000000002E-2,8.1735000000000002E-2,0.18772,0.34489999999999998,0.51995000000000002,0.68274999999999997,1,0,0.45935999999999999,0,0,3.3998813364632952E-7,0,0,0,0,6.5751942202041391E-7,0,0,0,0,3.7167462778597837E-6,2.4556683797527512E-7,9.3253347586141899E-6,0,0,1.0213215091425809E-6,0,0,0,0,0,0,1.6527965271961875E-6,5.4099418775876984E-6,1.2186348612885922E-5,6.1818896028853487E-6,null,null,null,null,null,1.0430000000000001E-3,2.6159999999999998E-3,5.0000000000000001E-4,3.8430000000000001E-3,0,0,0,0,0,0,1.4E-3,1.1945000000000001E-2,0]
[401,0.18396999999999999,0.16838,0.15473000000000001,0.14391999999999999,0.19289000000000001,0.16707,0.19922999999999999,0.15109,0.14199999999999999,4.9070000000000003E-2,4.8984E-2,5.0313999999999998E-2,8.1108E-2,0.10455,0.16703999999999999,0.12171999999999999,0.13830000000000001,0.15318000000000001,0.10101,0.19933999999999999,0.13270999999999999,0.14249999999999999,0.12002,0.18468000000000001,0.12469,0.18942999999999999,0.13105,0.16455,0.10745,5.6126000000000002E-2,5.7803E-2,2.1153999999999999E-2,5.7091000000000003E-2,3.8156000000000002E-2,4.8170999999999999E-2,3.1336999999999997E-2,4.0821000000000003E-2,3.7066000000000002E-2,3.2425000000000002E-2,3.7821E-2,4.9121999999999999E-2,3.0099000000000001E-2,4.1204999999999999E-2,4.3609000000000002E-2,3.2319000000000001E-2,4.0157999999999999E-2,3.1468999999999997E-2,4.1695999999999997E-2,4.3353999999999997E-2,3.9884000000000003E-2,4.0252000000000003E-2,3.1852999999999999E-2,3.3187000000000001E-2,3.4048000000000002E-2,3.0768E-2,1.3719E-2,1.1716000000000001E-2,2.5530000000000001E-2,2.6238999999999998E-2,3.7769999999999998E-2,3.3459000000000003E-2,9.6103999999999995E-2,0.13716,9.2683000000000001E-2,0.2465,0.29714000000000002,0.14398,0.13191,0.22552,0.13399,0.19880999999999999,0.18443000000000001,4.0087999999999999E-2,0.17233000000000001,6.9699999999999998E-2,2.8975000000000001E-2,4.9134999999999998E-2,4.3999999999999997E-2,6.6905000000000006E-2,8.3194000000000004E-2,5.5279000000000002E-2,4.7229E-2,3.1692999999999999E-2,5.9587000000000001E-2,4.8589E-2,5.0431999999999998E-2,2.8164999999999999E-2,5.1744999999999999E-2,0.20039000000000001,3.2169999999999998E-3,0,2.7529999999999998E-3,2.4139999999999999E-3,2.2989999999999998E-3,0,0,0,0,3.1732000000000002E-3,0,0,0,0.62458000000000002,0.96747000000000005,0,0,0,0,1.114E-4,1.728E-4,8.7278000000000008E-3,6.9200000000000002E-5,7.8800000000000004E-5,8.92E-5,5.5399999999999998E-5,5.8200000000000005E-4,2.12E-5,8.1999999999999994E-6,7.1999999999999997E-6,6.6000000000000003E-6,3.2940000000000001E-3,3.284E-3,4.5788000000000001E-3,9.0000000000000002E-6,5.2000000000000002E-6,3.5999999999999998E-6,6.6600000000000003E-4,1.0436E-3,3.9999999999999998E-7,1.9999999999999999E-7,1.9999999999999999E-7,1.9999999999999999E-7,1.9999999999999999E-7,1.9999999999999999E-7,5.1340000000000001E-4,1.9999999999999999E-7,6.0919999999999995E-4,0,0,0,0,6.4760000000000002E-4,2.7960000000000002E-4,2.4323999999999999E-3,6.8919999999999995E-4,3.1359999999999998E-4,4.528E-4,2.9819999999999998E-4,4.0959999999999998E-4,3.79E-4,3.0719999999999999E-4,3.5520000000000001E-4,7.7600000000000002E-5,1.784E-4,1.4238E-3,5.9259999999999998E-4,5.8359999999999998E-4,5.0719999999999997E-4,6.4700000000000001E-4,3.7720000000000001E-4,5.4040000000000002E-4,5.9279999999999999E-4,4.26E-4,4.4480000000000002E-4,4.9599999999999999E-5,2.1399999999999998E-5,6.1059999999999999E-4,4.4759999999999998E-4,6.8646000000000002E-3,0.01,1.1091999999999999E-2,2.5975999999999998E-3,1.7799999999999999E-5,5.5710000000000004E-3,5.9838000000000001E-3,2.5384000000000001E-3,1.7375000000000002E-2,2.0240999999999999E-2,1.4695E-2,2.6068000000000001E-2,2.0240999999999999E-2,1.3106E-2,5.9832000000000002E-3,6.8802000000000004E-3,6.0127999999999996E-3,4.0873999999999997E-3,1.9442999999999998E-2,2.0608000000000001E-2,2.5801999999999999E-2,2.3196000000000001E-2,4.6839999999999998E-3,3.0850000000000001E-3,1.8355E-2,1.3955E-2,3.5969999999999999E-3,1.3252E-2,7.2899999999999996E-3,6.3683999999999998E-3,1.3718000000000001E-3,5.5944000000000002E-3,4.4229999999999998E-3,4.6319999999999998E-3,3.6362E-3,8.5258E-3,1.4803E-2,4.9664000000000002E-3,4.5783999999999998E-3,9.6792000000000007E-3,1.2345E-2,3.6971999999999999E-3,4.5371999999999999E-3,1.5327E-2,7.0559999999999998E-3,1.5454000000000001E-2,1.5243E-2,1.5602E-2,5.1527999999999999E-3,2.0265999999999999E-3,2.9811999999999998E-3,8.064E-3,6.4526000000000002E-3,8.5199999999999998E-3,2.8982000000000001E-3,1.0102E-2,2.0305E-2,1.7996999999999999E-2,1.7065E-2,2.9908000000000001E-2,3.9810000000000002E-3,6.8766000000000001E-3,1.2130999999999999E-2,1.8522E-2,1.0293999999999999E-2,1.8472E-3,1.9589999999999998E-3,2.0858000000000001E-3,2.1857999999999999E-3,9.9734000000000003E-3,1.6341000000000001E-2,4.7314000000000002E-3,1.6521999999999998E-2,1.095E-2,1.33E-3,8.5439999999999995E-4,9.1616000000000006E-3,6.0492000000000002E-3,1.6631E-2,2.5287999999999999E-3,1.8096999999999999E-2,4.9877999999999997E-3,2.4081000000000002E-2,3.5086000000000002E-3,1.1308E-2,1.2642E-2,4.1673999999999999E-3,9.3182000000000004E-3,1.5047E-2,1.0217E-2,8.7708000000000005E-3,9.4888000000000004E-3,8.8728000000000001E-3,9.7940000000000006E-3,3.3506E-3,5.3352E-3,2.2585000000000001E-2,6.7022000000000002E-3,1.055E-2,1.1726E-2,1.0907E-2,1.222E-2,1.8845000000000001E-2,1.7531999999999999E-2,1.304E-2,3.3357999999999999E-3,1.0348E-2,9.2207999999999995E-3,3.3448000000000002E-3,4.3201999999999997E-3,2.3976000000000002E-3,3.2880000000000001E-3,3.8885999999999999E-3,1.5744000000000001E-3,5.1820000000000002E-4,9.7139999999999998E-4,8.2971999999999994E-3,8.9958E-3,1.2448000000000001E-2,1.0654E-3,8.7799999999999998E-4,1.8039999999999999E-4,2.4800000000000001E-4,2.0159999999999999E-4,5.5824000000000004E-3,5.0465000000000003E-2,6.3614000000000004E-2,3.3083000000000001E-2,7.0373000000000005E-2,0.48497000000000001,0.59164000000000005,0.66510999999999998,5.8098362113116137E-3,0.74629000000000001,0.77364999999999995,0.79654999999999998,0.56482606930289514,4.5672000000000004E-3,2.6074E-2,4.3678000000000002E-2,8.3201999999999998E-2,0.19023999999999999,0.34836,0.52383000000000002,0.68645999999999996,1,0,0.48731000000000002,0,0,1.972985728571075E-6,0,0,5.7267322972620605E-7,0,2.6792722565005533E-6,0,0,0,0,5.040625183028169E-6,1.5652015008527087E-6,1.2958519619132858E-5,0,0,9.3157035507829278E-7,0,0,0,0,0,0,6.7870792008761782E-6,3.5868181385012576E-6,1.5030073882371653E-5,9.4780743893352337E-6,null,null,null,null,null,1.145E-3,2.6180000000000001E-3,1.4E-3,3.748E-3,0,0,0,0,0,5.9999999999999995E-4,8.9999999999999998E-4,1.2592000000000001E-2,0]
[402,0.24954999999999999,0.23841999999999999,0.22875999999999999,0.22147,0.26064999999999999,0.23876,0.25913000000000003,0.20921000000000001,0.2046,7.8057000000000001E-2,8.0257999999999996E-2,8.3263000000000004E-2,0.14573,0.16381000000000001,0.2205,0.16819999999999999,0.19073999999999999,0.20730000000000001,0.16796,0.25052000000000002,0.19517000000000001,0.18518999999999999,0.18779999999999999,0.2341,0.18693000000000001,0.23785999999999999,0.19241,0.21612999999999999,0.17144000000000001,0.10437,0.10432,2.2773999999999999E-2,9.8864999999999995E-2,5.7100999999999999E-2,8.9230000000000004E-2,6.1450999999999999E-2,6.0883E-2,7.0244000000000001E-2,6.2619999999999995E-2,5.6195000000000002E-2,9.2096999999999998E-2,5.7921E-2,6.0406000000000001E-2,7.8731999999999996E-2,6.1025000000000003E-2,5.7756000000000002E-2,5.7870999999999999E-2,7.9172999999999993E-2,8.0689999999999998E-2,7.2531999999999999E-2,7.3010000000000005E-2,4.8573999999999999E-2,5.1189999999999999E-2,5.2893000000000003E-2,4.6393999999999998E-2,1.4357999999999999E-2,1.2629E-2,2.5683000000000001E-2,2.5930999999999999E-2,3.9269999999999999E-2,3.5313999999999998E-2,0.11429,0.14743999999999999,0.11219999999999999,0.24940000000000001,0.29429,0.22053,0.14069999999999999,0.23268,0.14580000000000001,0.20533999999999999,0.22553000000000001,6.4085000000000003E-2,0.22974,0.11659,3.1448999999999998E-2,5.0397999999999998E-2,4.8000000000000001E-2,6.9060999999999997E-2,8.6324999999999999E-2,5.6689999999999997E-2,4.8869000000000003E-2,3.4389000000000003E-2,6.0825999999999998E-2,4.9660000000000003E-2,5.2214999999999998E-2,2.9430999999999999E-2,5.2867999999999998E-2,0.20374,3.2169999999999998E-3,0,2.7529999999999998E-3,2.604E-3,2.48E-3,0,0,0,0,3.3874E-3,0,0,0,0.60021999999999998,0.97560999999999998,0,0,0,0,9.7800000000000006E-5,1.5359999999999999E-4,8.6586000000000007E-3,9.4400000000000004E-5,1.066E-4,1.204E-4,7.5799999999999999E-5,4.6900000000000002E-4,2.94E-5,1.1399999999999999E-5,1.04E-5,9.2E-6,3.258E-3,3.3349999999999999E-3,4.4336000000000002E-3,1.2999999999999999E-5,7.4000000000000003E-6,5.2000000000000002E-6,7.7899999999999996E-4,9.1719999999999996E-4,7.9999999999999996E-7,3.9999999999999998E-7,3.9999999999999998E-7,3.9999999999999998E-7,3.9999999999999998E-7,3.9999999999999998E-7,5.0679999999999996E-4,3.9999999999999998E-7,7.7640000000000001E-4,0,0,0,0,8.342E-4,3.6919999999999998E-4,2.3218000000000002E-3,7.6940000000000005E-4,3.3320000000000002E-4,4.0460000000000002E-4,3.0840000000000002E-4,3.8719999999999998E-4,3.8099999999999999E-4,3.0039999999999998E-4,3.2640000000000002E-4,1.5019999999999999E-4,2.2479999999999999E-4,1.5855999999999999E-3,6.1320000000000005E-4,5.9020000000000003E-4,5.174E-4,6.8199999999999999E-4,3.9439999999999999E-4,5.6079999999999997E-4,5.9159999999999996E-4,4.3399999999999998E-4,4.7560000000000001E-4,6.9200000000000002E-5,2.9799999999999999E-5,6.332E-4,4.2220000000000002E-4,6.6112000000000002E-3,0.01,1.2316000000000001E-2,2.5961999999999999E-3,3.5599999999999998E-5,5.5710000000000004E-3,5.9886000000000002E-3,2.5328E-3,1.8655999999999999E-2,2.2908000000000001E-2,1.6551E-2,2.9318E-2,2.2908000000000001E-2,1.4592000000000001E-2,6.4444000000000003E-3,7.4764000000000002E-3,6.6455999999999998E-3,4.8307999999999997E-3,1.9327E-2,2.1447000000000001E-2,2.6409999999999999E-2,2.3980000000000001E-2,5.11E-3,3.4480000000000001E-3,1.9101E-2,1.4404999999999999E-2,4.6210000000000001E-3,1.342E-2,8.2410000000000001E-3,7.2258000000000001E-3,1.5365999999999999E-3,6.5268000000000001E-3,5.1599999999999997E-3,5.1770000000000002E-3,4.2424000000000003E-3,9.3305999999999997E-3,1.6624E-2,5.4178000000000004E-3,5.1507999999999996E-3,1.0130999999999999E-2,1.2394000000000001E-2,4.0904000000000001E-3,4.9033999999999996E-3,1.5966000000000001E-2,7.9179999999999997E-3,1.6074000000000001E-2,1.5875E-2,1.6271999999999998E-2,5.6026000000000001E-3,2.2271999999999999E-3,3.4734000000000002E-3,8.6079999999999993E-3,6.9151999999999998E-3,9.0910000000000001E-3,3.3814000000000001E-3,1.1164E-2,2.2473E-2,1.7395999999999998E-2,1.8217000000000001E-2,2.9458999999999999E-2,4.5300000000000002E-3,7.4882000000000004E-3,1.4593E-2,1.9237000000000001E-2,1.0201999999999999E-2,2.0644000000000001E-3,2.137E-3,2.2756E-3,2.3846000000000002E-3,1.1037999999999999E-2,1.7093000000000001E-2,5.3068000000000004E-3,1.6983999999999999E-2,1.2775E-2,2.66E-3,1.7087999999999999E-3,1.0526000000000001E-2,6.4063999999999996E-3,1.6032999999999999E-2,2.7585999999999999E-3,1.7996999999999999E-2,5.4866000000000003E-3,2.8015000000000002E-2,3.9661999999999996E-3,1.2614999999999999E-2,1.3162999999999999E-2,4.6227999999999998E-3,1.0293E-2,1.5677E-2,1.1733E-2,1.0415000000000001E-2,1.1302E-2,1.0512000000000001E-2,1.0904E-2,3.6551999999999999E-3,5.8203999999999999E-3,2.3871E-2,7.5763999999999996E-3,1.1926000000000001E-2,1.3561999999999999E-2,1.2725E-2,1.4526000000000001E-2,2.1094999999999999E-2,1.8371999999999999E-2,1.2663000000000001E-2,3.4946000000000001E-3,1.1376000000000001E-2,1.0048E-2,3.6966E-3,5.0143999999999996E-3,2.6492E-3,3.62E-3,4.6512000000000003E-3,2.0458E-3,1.0364E-3,1.9428E-3,7.3664000000000004E-3,9.2376000000000003E-3,1.2716E-2,1.4988E-3,1.6080000000000001E-3,3.6079999999999999E-4,3.8900000000000002E-4,3.2719999999999998E-4,6.0298000000000001E-3,6.1612E-2,7.7677999999999997E-2,4.1321999999999998E-2,8.5644999999999999E-2,0.49196000000000001,0.59894000000000003,0.67252999999999996,5.872843549275631E-3,0.75373999999999997,0.78113999999999995,0.80410000000000004,0.57002582633415277,4.7203999999999996E-3,2.6696999999999999E-2,4.4599E-2,8.4667999999999993E-2,0.19275,0.35182000000000002,0.52771000000000001,0.69016999999999995,1,0,0.51527000000000001,0,0,3.49265746990568E-6,0,0,2.9754687602689955E-6,0,4.8650090320734307E-6,0,0,0,0,6.1576356529258192E-6,2.8865717922599288E-6,1.6457353922305629E-5,0,0,1.320897808909649E-6,0,3.5098000807920471E-6,1.1692641237459611E-6,0,0,0,1.2127768059144728E-5,2.0006677914352622E-6,1.8084052499034442E-5,1.2507684914453421E-5,null,null,null,null,null,1.2470000000000001E-3,2.6189999999999998E-3,1E-3,3.6610000000000002E-3,0,0,0,0,0,1.1999999999999999E-3,5.0000000000000001E-4,1.3474E-2,0]
[403,0.31513999999999998,0.30846000000000001,0.30279,0.29901,0.32840999999999998,0.31046000000000001,0.31902999999999998,0.26733000000000001,0.26719999999999999,0.10704,0.11153,0.11620999999999999,0.21034,0.22306999999999999,0.27396999999999999,0.21467,0.24318000000000001,0.26141999999999999,0.23491000000000001,0.30169000000000001,0.25762000000000002,0.22788,0.25557999999999997,0.28353,0.24915999999999999,0.2863,0.25377,0.26772000000000001,0.23541999999999999,0.15261,0.15084,2.4393000000000001E-2,0.14063999999999999,7.6047000000000003E-2,0.13028999999999999,9.1564000000000006E-2,8.0946000000000004E-2,0.10342,9.2815999999999996E-2,7.4569999999999997E-2,0.13507,8.5744000000000001E-2,7.9605999999999996E-2,0.11386,8.9730000000000004E-2,7.5353000000000003E-2,8.4274000000000002E-2,0.11665,0.11803,0.10518,0.10577,6.5295000000000006E-2,6.9192000000000004E-2,7.1738999999999997E-2,6.2019999999999999E-2,1.4997E-2,1.3540999999999999E-2,2.5836000000000001E-2,2.5624000000000001E-2,4.0771000000000002E-2,3.7169000000000001E-2,0.13247,0.15773000000000001,0.13170999999999999,0.25229000000000001,0.29143000000000002,0.29707,0.14949000000000001,0.23984,0.15761,0.21187,0.26662000000000002,8.8081000000000007E-2,0.28714000000000001,0.16347999999999999,3.3922000000000001E-2,5.1659999999999998E-2,5.1999999999999998E-2,7.1216000000000002E-2,8.9455000000000007E-2,5.8099999999999999E-2,5.0507999999999997E-2,3.7085E-2,6.2064000000000001E-2,5.0729999999999997E-2,5.3997000000000003E-2,3.0696000000000001E-2,5.3990000000000003E-2,0.20709,3.2169999999999998E-3,0,2.7529999999999998E-3,2.794E-3,2.6610000000000002E-3,0,0,0,0,3.6015999999999999E-3,0,0,0,0.57584999999999997,0.98373999999999995,0,0,0,0,8.42E-5,1.3439999999999999E-4,8.5894000000000005E-3,1.1959999999999999E-4,1.3439999999999999E-4,1.516E-4,9.6199999999999994E-5,3.5599999999999998E-4,3.7599999999999999E-5,1.4600000000000001E-5,1.36E-5,1.1800000000000001E-5,3.222E-3,3.3860000000000001E-3,4.2884000000000004E-3,1.7E-5,9.5999999999999996E-6,6.8000000000000001E-6,8.92E-4,7.9080000000000003E-4,1.1999999999999999E-6,5.9999999999999997E-7,5.9999999999999997E-7,5.9999999999999997E-7,5.9999999999999997E-7,5.9999999999999997E-7,5.0020000000000002E-4,5.9999999999999997E-7,9.4359999999999995E-4,0,0,0,0,1.0208000000000001E-3,4.5879999999999998E-4,2.2112E-3,8.4960000000000005E-4,3.5280000000000001E-4,3.5639999999999999E-4,3.1859999999999999E-4,3.6479999999999998E-4,3.8299999999999999E-4,2.9359999999999998E-4,2.9760000000000002E-4,2.2279999999999999E-4,2.7119999999999998E-4,1.7474000000000001E-3,6.3380000000000001E-4,5.9679999999999998E-4,5.2760000000000003E-4,7.1699999999999997E-4,4.1159999999999998E-4,5.8120000000000003E-4,5.9040000000000004E-4,4.4200000000000001E-4,5.0639999999999995E-4,8.8800000000000004E-5,3.82E-5,6.558E-4,3.968E-4,6.3578000000000003E-3,0.01,1.3539000000000001E-2,2.5948E-3,5.3399999999999997E-5,5.5710000000000004E-3,5.9934000000000003E-3,2.5271999999999998E-3,1.9935999999999999E-2,2.5574E-2,1.8405999999999999E-2,3.2566999999999999E-2,2.5574E-2,1.6079E-2,6.9055999999999996E-3,8.0725999999999992E-3,7.2784E-3,5.5741999999999996E-3,1.9212E-2,2.2287000000000001E-2,2.7019000000000001E-2,2.4763E-2,5.5360000000000001E-3,3.8110000000000002E-3,1.9845999999999999E-2,1.4855999999999999E-2,5.6449999999999998E-3,1.3587E-2,9.1920000000000005E-3,8.0832000000000005E-3,1.7014E-3,7.4592E-3,5.8970000000000003E-3,5.7219999999999997E-3,4.8485999999999998E-3,1.0135E-2,1.8446000000000001E-2,5.8691999999999998E-3,5.7232000000000003E-3,1.0584E-2,1.2444E-2,4.4835999999999999E-3,5.2696000000000002E-3,1.6604000000000001E-2,8.7799999999999996E-3,1.6694000000000001E-2,1.6507999999999998E-2,1.6941999999999999E-2,6.0524000000000003E-3,2.4277999999999999E-3,3.9655999999999997E-3,9.1520000000000004E-3,7.3778000000000003E-3,9.6620000000000004E-3,3.8646000000000002E-3,1.2227E-2,2.4639999999999999E-2,1.6794E-2,1.9369999999999998E-2,2.9009E-2,5.0790000000000002E-3,8.0998000000000007E-3,1.7055000000000001E-2,1.9952999999999999E-2,1.0109E-2,2.2815999999999999E-3,2.3149999999999998E-3,2.4654E-3,2.5834E-3,1.2102E-2,1.7846000000000001E-2,5.8821999999999998E-3,1.7444999999999999E-2,1.4600999999999999E-2,3.9899999999999996E-3,2.5631999999999999E-3,1.1891000000000001E-2,6.7635999999999998E-3,1.5435000000000001E-2,2.9884E-3,1.7895999999999999E-2,5.9854000000000001E-3,3.1948999999999998E-2,4.4238000000000003E-3,1.3923E-2,1.3684999999999999E-2,5.0781999999999997E-3,1.1269E-2,1.6308E-2,1.325E-2,1.2057999999999999E-2,1.3114000000000001E-2,1.2149999999999999E-2,1.2014E-2,3.9598000000000003E-3,6.3055999999999997E-3,2.5156000000000001E-2,8.4506000000000008E-3,1.3303000000000001E-2,1.5398999999999999E-2,1.4541999999999999E-2,1.6832E-2,2.3344E-2,1.9213000000000001E-2,1.2286999999999999E-2,3.6533999999999998E-3,1.2404999999999999E-2,1.0874E-2,4.0483999999999997E-3,5.7086000000000003E-3,2.9007999999999998E-3,3.9519999999999998E-3,5.4137999999999999E-3,2.5171999999999998E-3,1.5545999999999999E-3,2.9142E-3,6.4355999999999997E-3,9.4794000000000007E-3,1.2985E-2,1.9322E-3,2.3379999999999998E-3,5.4120000000000004E-4,5.2999999999999998E-4,4.528E-4,6.4771999999999998E-3,7.2759000000000004E-2,9.1743000000000005E-2,4.956E-2,0.10092,0.49895,0.60623000000000005,0.67995000000000005,5.9256746788830866E-3,0.76119999999999999,0.78863000000000005,0.81164000000000003,0.57521620386221228,4.8735999999999996E-3,2.7321000000000002E-2,4.5520999999999999E-2,8.6135000000000003E-2,0.19525999999999999,0.35527999999999998,0.53158000000000005,0.69388000000000005,1,0,0.54322999999999999,0,0,4.5873603085055947E-6,0,0,4.9230256990995258E-6,0,6.9800480559933931E-6,0,0,0,0,7.5344314609537832E-6,4.0693330447538756E-6,1.9248846001573838E-5,0,0,3.6165272376820212E-6,0,8.8818442236515693E-6,5.7763281802181154E-6,0,0,0,1.6164993212441914E-5,1.8241491943626897E-6,2.1045829271315597E-5,1.4292206287791487E-5,null,null,null,null,null,1.3489999999999999E-3,2.6199999999999999E-3,8.0000000000000004E-4,3.5890000000000002E-3,0,0,0,0,0,0,8.0000000000000004E-4,1.4375000000000001E-2,0]
[404,0.38072,0.3785,0.37683,0.37655,0.39617000000000002,0.38214999999999999,0.37892999999999999,0.32545000000000002,0.32979999999999998,0.13603000000000001,0.14280999999999999,0.14915999999999999,0.27495999999999998,0.28233000000000003,0.32743,0.26114999999999999,0.29563,0.31553999999999999,0.30186000000000002,0.35287000000000002,0.32007999999999998,0.27056999999999998,0.32335999999999998,0.33295000000000002,0.31139,0.33473000000000003,0.31513000000000002,0.31930999999999998,0.2994,0.20085,0.19736000000000001,2.6013000000000001E-2,0.18240999999999999,9.4991999999999993E-2,0.17135,0.12168,0.10101,0.1366,0.12300999999999999,9.2943999999999999E-2,0.17805000000000001,0.11357,9.8807000000000006E-2,0.14898,0.11844,9.2951000000000006E-2,0.11068,0.15412999999999999,0.15536,0.13783000000000001,0.13852,8.2016000000000006E-2,8.7194999999999995E-2,9.0583999999999998E-2,7.7646000000000007E-2,1.5636000000000001E-2,1.4454E-2,2.5989000000000002E-2,2.5316000000000002E-2,4.2271000000000003E-2,3.9024000000000003E-2,0.15065000000000001,0.16802,0.15121999999999999,0.25518999999999997,0.28856999999999999,0.37361,0.15828,0.24701000000000001,0.16941000000000001,0.21840000000000001,0.30770999999999998,0.11208,0.34454000000000001,0.21035999999999999,3.6395999999999998E-2,5.2922999999999998E-2,5.6000000000000001E-2,7.3372000000000007E-2,9.2586000000000002E-2,5.9511000000000001E-2,5.2148E-2,3.9780999999999997E-2,6.3302999999999998E-2,5.1801E-2,5.5780000000000003E-2,3.1961999999999997E-2,5.5113000000000002E-2,0.21043999999999999,3.2169999999999998E-3,0,2.7529999999999998E-3,2.9840000000000001E-3,2.8419999999999999E-3,0,0,0,0,3.8157999999999998E-3,0,0,0,0.55149000000000004,0.99187000000000003,0,0,0,0,7.0599999999999995E-5,1.1519999999999999E-4,8.5202000000000003E-3,1.448E-4,1.6220000000000001E-4,1.828E-4,1.166E-4,2.43E-4,4.5800000000000002E-5,1.7799999999999999E-5,1.6799999999999998E-5,1.4399999999999999E-5,3.186E-3,3.437E-3,4.1431999999999997E-3,2.0999999999999999E-5,1.1800000000000001E-5,8.3999999999999992E-6,1.005E-3,6.6439999999999999E-4,1.5999999999999999E-6,7.9999999999999996E-7,7.9999999999999996E-7,7.9999999999999996E-7,7.9999999999999996E-7,7.9999999999999996E-7,4.9359999999999996E-4,7.9999999999999996E-7,1.1107999999999999E-3,0,0,0,0,1.2074E-3,5.4839999999999999E-4,2.1006000000000002E-3,9.2980000000000005E-4,3.724E-4,3.0820000000000001E-4,3.2880000000000002E-4,3.4239999999999997E-4,3.8499999999999998E-4,2.8679999999999998E-4,2.6879999999999997E-4,2.9540000000000002E-4,3.1760000000000002E-4,1.9092E-3,6.5439999999999997E-4,6.0340000000000003E-4,5.3779999999999995E-4,7.5199999999999996E-4,4.2880000000000001E-4,6.0159999999999999E-4,5.8920000000000001E-4,4.4999999999999999E-4,5.3720000000000005E-4,1.0840000000000001E-4,4.6600000000000001E-5,6.7840000000000001E-4,3.7139999999999997E-4,6.1044000000000003E-3,0.01,1.4763E-2,2.5934E-3,7.1199999999999996E-5,5.5710000000000004E-3,5.9982000000000004E-3,2.5216000000000001E-3,2.1217E-2,2.8240999999999999E-2,2.0261999999999999E-2,3.5817000000000002E-2,2.8240999999999999E-2,1.7565000000000001E-2,7.3667999999999997E-3,8.6688000000000008E-3,7.9112000000000002E-3,6.3175999999999996E-3,1.9095999999999998E-2,2.3126000000000001E-2,2.7626999999999999E-2,2.5547E-2,5.9620000000000003E-3,4.1739999999999998E-3,2.0591999999999999E-2,1.5306E-2,6.6689999999999996E-3,1.3755E-2,1.0142999999999999E-2,8.9405999999999999E-3,1.8661999999999999E-3,8.3916000000000008E-3,6.6340000000000001E-3,6.267E-3,5.4548000000000001E-3,1.094E-2,2.0267E-2,6.3206E-3,6.2956000000000002E-3,1.1036000000000001E-2,1.2493000000000001E-2,4.8767999999999997E-3,5.6357999999999998E-3,1.7243000000000001E-2,9.6419999999999995E-3,1.7314E-2,1.7139999999999999E-2,1.7611999999999999E-2,6.5021999999999996E-3,2.6283999999999999E-3,4.4577999999999996E-3,9.6959999999999998E-3,7.8404000000000008E-3,1.0233000000000001E-2,4.3477999999999998E-3,1.3289E-2,2.6807999999999998E-2,1.6192999999999999E-2,2.0521999999999999E-2,2.8559999999999999E-2,5.6280000000000002E-3,8.7113999999999994E-3,1.9517E-2,2.0667999999999999E-2,1.0017E-2,2.4987999999999998E-3,2.493E-3,2.6551999999999999E-3,2.7821999999999999E-3,1.3167E-2,1.8598E-2,6.4576E-3,1.7906999999999999E-2,1.6426E-2,5.3200000000000001E-3,3.4175999999999998E-3,1.3254999999999999E-2,7.1208E-3,1.4836999999999999E-2,3.2182000000000001E-3,1.7795999999999999E-2,6.4841999999999999E-3,3.5882999999999998E-2,4.8814000000000001E-3,1.523E-2,1.4206E-2,5.5335999999999996E-3,1.2244E-2,1.6938000000000002E-2,1.4766E-2,1.3702000000000001E-2,1.4926999999999999E-2,1.3788999999999999E-2,1.3124E-2,4.2643999999999998E-3,6.7907999999999996E-3,2.6442E-2,9.3247999999999994E-3,1.4678999999999999E-2,1.7235E-2,1.636E-2,1.9137999999999999E-2,2.5593999999999999E-2,2.0053000000000001E-2,1.191E-2,3.8122E-3,1.3433E-2,1.1701E-2,4.4001999999999999E-3,6.4028000000000002E-3,3.1524000000000001E-3,4.2839999999999996E-3,6.1764000000000003E-3,2.9886000000000001E-3,2.0728000000000001E-3,3.8855999999999999E-3,5.5047999999999998E-3,9.7211999999999993E-3,1.3252999999999999E-2,2.3655999999999998E-3,3.068E-3,7.2159999999999998E-4,6.7100000000000005E-4,5.7839999999999996E-4,6.9246000000000004E-3,8.3905999999999994E-2,0.10581,5.7799000000000003E-2,0.11619,0.50593999999999995,0.61353000000000002,0.68737000000000004,5.9759617564014121E-3,0.76865000000000006,0.79612000000000005,0.81918999999999997,0.58039711589174992,5.0267999999999997E-3,2.7944E-2,4.6441999999999997E-2,8.7600999999999998E-2,0.19777,0.35874,0.53546000000000005,0.69759000000000004,1,0,0.57118000000000002,0,0,5.1201041060267016E-6,0,0,6.3284987845690921E-6,0,8.9233317339676432E-6,0,2.8969205345674709E-7,1.8242075157104409E-6,0,9.5423893071711063E-6,5.1657484618772287E-6,2.1156865841476247E-5,2.1378439214458922E-6,0,8.5155734268482774E-6,0,1.4529239706462249E-5,1.1266421097388957E-5,0,3.1580539143760689E-6,6.1138589444453828E-6,1.8289521904080175E-5,3.7738607261417201E-6,2.3846381736802869E-5,1.4578981790691614E-5,null,null,null,null,null,1.451E-3,2.6210000000000001E-3,5.0000000000000001E-4,3.5400000000000002E-3,0,0,0,0,0,1E-3,1.1000000000000001E-3,1.5076000000000001E-2,0]
[405,0.44629999999999997,0.44853999999999999,0.45085999999999998,0.4541,0.46393000000000001,0.45384999999999998,0.43883,0.38357999999999998,0.39240000000000003,0.16502,0.17408000000000001,0.18210999999999999,0.33957999999999999,0.34159,0.38090000000000002,0.30763000000000001,0.34806999999999999,0.36964999999999998,0.36880000000000002,0.40404000000000001,0.38252999999999998,0.31325999999999998,0.39113999999999999,0.38236999999999999,0.37362000000000001,0.38317000000000001,0.37648999999999999,0.37089,0.36337999999999998,0.24909000000000001,0.24388000000000001,2.7632E-2,0.22419,0.11394,0.21240999999999999,0.15179000000000001,0.12107,0.16977999999999999,0.15321000000000001,0.11132,0.22101999999999999,0.14138999999999999,0.11801,0.18410000000000001,0.14713999999999999,0.11055,0.13708000000000001,0.19159999999999999,0.19270000000000001,0.17047999999999999,0.17127999999999999,9.8737000000000005E-2,0.1052,0.10943,9.3271999999999994E-2,1.6275000000000001E-2,1.5365999999999999E-2,2.6141999999999999E-2,2.5007999999999999E-2,4.3770999999999997E-2,4.0878999999999999E-2,0.16883000000000001,0.17829999999999999,0.17072999999999999,0.25808999999999999,0.28571000000000002,0.45016,0.16708000000000001,0.25417000000000001,0.18121999999999999,0.22492999999999999,0.3488,0.13607,0.40194999999999997,0.25724999999999998,3.8869000000000001E-2,5.4184999999999997E-2,0.06,7.5527999999999998E-2,9.5716999999999997E-2,6.0921000000000003E-2,5.3788000000000002E-2,4.2477000000000001E-2,6.4542000000000002E-2,5.2871000000000001E-2,5.7562000000000002E-2,3.3228000000000001E-2,5.6235E-2,0.21379000000000001,3.2169999999999998E-3,0,2.7529999999999998E-3,3.1740000000000002E-3,3.0230000000000001E-3,0,0,0,0,4.0299999999999997E-3,0,0,0,0.52712999999999999,1,0,0,0,0,5.7000000000000003E-5,9.6000000000000002E-5,8.4510000000000002E-3,1.7000000000000001E-4,1.9000000000000001E-4,2.14E-4,1.37E-4,1.2999999999999999E-4,5.3999999999999998E-5,2.0999999999999999E-5,2.0000000000000002E-5,1.7E-5,3.15E-3,3.4880000000000002E-3,3.9979999999999998E-3,2.5000000000000001E-5,1.4E-5,1.0000000000000001E-5,1.1180000000000001E-3,5.3799999999999996E-4,1.9999999999999999E-6,9.9999999999999995E-7,9.9999999999999995E-7,9.9999999999999995E-7,9.9999999999999995E-7,9.9999999999999995E-7,4.8700000000000002E-4,9.9999999999999995E-7,1.2780000000000001E-3,0,0,0,0,1.3940000000000001E-3,6.38E-4,1.99E-3,1.01E-3,3.9199999999999999E-4,2.5999999999999998E-4,3.39E-4,3.2000000000000003E-4,3.8699999999999997E-4,2.7999999999999998E-4,2.4000000000000001E-4,3.68E-4,3.6400000000000001E-4,2.0709999999999999E-3,6.7500000000000004E-4,6.0999999999999997E-4,5.4799999999999998E-4,7.8700000000000005E-4,4.46E-4,6.2200000000000005E-4,5.8799999999999998E-4,4.5800000000000002E-4,5.6800000000000004E-4,1.2799999999999999E-4,5.5000000000000002E-5,7.0100000000000002E-4,3.4600000000000001E-4,5.8510000000000003E-3,0.01,1.5986E-2,2.5920000000000001E-3,8.8999999999999995E-5,5.5710000000000004E-3,6.0029999999999997E-3,2.516E-3,2.2497E-2,3.0908000000000001E-2,2.2117000000000001E-2,3.9066999999999998E-2,3.0908000000000001E-2,1.9051999999999999E-2,7.8279999999999999E-3,9.2650000000000007E-3,8.5439999999999995E-3,7.0609999999999996E-3,1.898E-2,2.3965E-2,2.8235E-2,2.6329999999999999E-2,6.3879999999999996E-3,4.5370000000000002E-3,2.1337999999999999E-2,1.5755999999999999E-2,7.6930000000000002E-3,1.3923E-2,1.1094E-2,9.7979999999999994E-3,2.0309999999999998E-3,9.3240000000000007E-3,7.3709999999999999E-3,6.8120000000000003E-3,6.0610000000000004E-3,1.1745E-2,2.2088E-2,6.7720000000000002E-3,6.868E-3,1.1488E-2,1.2543E-2,5.2700000000000004E-3,6.0020000000000004E-3,1.7881999999999999E-2,1.0503999999999999E-2,1.7933999999999999E-2,1.7773000000000001E-2,1.8282E-2,6.9519999999999998E-3,2.8289999999999999E-3,4.9500000000000004E-3,1.0240000000000001E-2,8.3029999999999996E-3,1.0803999999999999E-2,4.8310000000000002E-3,1.4350999999999999E-2,2.8975999999999998E-2,1.5592E-2,2.1675E-2,2.8111000000000001E-2,6.1770000000000002E-3,9.3229999999999997E-3,2.1978999999999999E-2,2.1382999999999999E-2,9.9240000000000005E-3,2.7160000000000001E-3,2.6710000000000002E-3,2.8449999999999999E-3,2.9810000000000001E-3,1.4231000000000001E-2,1.9349999999999999E-2,7.0330000000000002E-3,1.8367999999999999E-2,1.8251E-2,6.6499999999999997E-3,4.2719999999999998E-3,1.4619999999999999E-2,7.4780000000000003E-3,1.4239E-2,3.4480000000000001E-3,1.7696E-2,6.9829999999999996E-3,3.9816999999999998E-2,5.339E-3,1.6538000000000001E-2,1.4728E-2,5.9890000000000004E-3,1.3219E-2,1.7568E-2,1.6282000000000001E-2,1.5346E-2,1.6740000000000001E-2,1.5428000000000001E-2,1.4234E-2,4.5690000000000001E-3,7.2760000000000003E-3,2.7727999999999999E-2,1.0199E-2,1.6055E-2,1.9071999999999999E-2,1.8178E-2,2.1444000000000001E-2,2.7843E-2,2.0892999999999998E-2,1.1534000000000001E-2,3.9709999999999997E-3,1.4461999999999999E-2,1.2527999999999999E-2,4.7520000000000001E-3,7.097E-3,3.4039999999999999E-3,4.6160000000000003E-3,6.9389999999999999E-3,3.46E-3,2.591E-3,4.8570000000000002E-3,4.5739999999999999E-3,9.9629999999999996E-3,1.3521999999999999E-2,2.7989999999999998E-3,3.7980000000000002E-3,9.0200000000000002E-4,8.12E-4,7.0399999999999998E-4,7.3720000000000001E-3,9.5052999999999999E-2,0.11987,6.6036999999999998E-2,0.13145999999999999,0.51293,0.62082000000000004,0.69479000000000002,6.0313369380980142E-3,0.77610000000000001,0.80362,0.82672999999999996,0.58556847848056359,5.1799999999999997E-3,2.8566999999999999E-2,4.7364000000000003E-2,8.9067999999999994E-2,0.20028000000000001,0.36220000000000002,0.53934000000000004,0.70128999999999997,1,0,0.59914000000000001,0,0,5.4810493566037621E-6,1.7693103018245893E-6,2.2285716383407816E-8,7.8760931501165032E-6,0,1.099710789276287E-5,0,3.9704464143142104E-6,4.222707048029406E-6,0,1.2265313671377953E-5,6.809417754993774E-6,2.3203101591207087E-5,9.6648727776482701E-6,0,1.4511501831293572E-5,2.409092985544703E-6,2.0619112547137775E-5,1.7330794435110874E-5,0,7.6917149272048846E-6,1.3396571375778876E-5,2.0610439605661668E-5,7.1898984970175661E-6,2.7121237508254126E-5,1.5306164641515352E-5,null,null,null,null,null,1.5529999999999999E-3,2.6229999999999999E-3,1.8E-3,3.522E-3,0,0,0,0,0,1.2999999999999999E-3,1E-3,1.5358E-2,0]
[406,0.38512000000000002,0.38085000000000002,0.37763999999999998,0.37615999999999999,0.40059,0.38412000000000002,0.38446000000000002,0.32933000000000001,0.33262000000000003,0.13777,0.14363000000000001,0.14896000000000001,0.27599000000000001,0.28570000000000001,0.32805000000000001,0.26289000000000001,0.29321999999999998,0.31546000000000002,0.30453000000000002,0.35575000000000001,0.32467000000000001,0.27089000000000002,0.32679999999999998,0.33535999999999999,0.31603999999999999,0.33811000000000002,0.31973000000000001,0.31855,0.30212,0.20177,0.19875999999999999,2.8674000000000002E-2,0.18529000000000001,9.4365000000000004E-2,0.17215,0.12239999999999999,0.10124,0.13775000000000001,0.12422999999999999,9.3493000000000007E-2,0.18037,0.11501,0.10024,0.15154999999999999,0.12078,9.4894999999999993E-2,0.11348,0.15467,0.15673000000000001,0.13969000000000001,0.14137,8.1628000000000006E-2,8.6329000000000003E-2,8.9397000000000004E-2,7.7688999999999994E-2,1.6108999999999998E-2,1.4916E-2,2.6633E-2,2.5555999999999999E-2,4.4881999999999998E-2,4.1563999999999997E-2,0.16622999999999999,0.17998,0.15853999999999999,0.26080999999999999,0.29143000000000002,0.37015999999999999,0.17448,0.26473999999999998,0.18592,0.22975999999999999,0.28964000000000001,0.11235000000000001,0.33618999999999999,0.20966000000000001,4.2049000000000003E-2,5.5875000000000001E-2,6.4000000000000001E-2,7.7368999999999993E-2,9.8108000000000001E-2,6.2390000000000001E-2,5.5296999999999999E-2,4.5261999999999997E-2,6.5474000000000004E-2,5.3693999999999999E-2,5.9043999999999999E-2,3.4810000000000001E-2,5.7432999999999998E-2,0.21596000000000001,3.2169999999999998E-3,0,3.4023999999999999E-3,4.1543999999999999E-3,3.9567999999999999E-3,2E-3,0,0,0,4.3648000000000003E-3,0,0,0,0.47604999999999997,0.94767999999999997,0,0,0,0,1.696E-4,2.23E-4,8.6288000000000007E-3,2.5319999999999997E-4,2.764E-4,3.1179999999999999E-4,2.042E-4,3.6200000000000002E-4,8.3599999999999999E-5,3.4199999999999998E-5,3.2799999999999998E-5,2.7800000000000001E-5,2.6906E-3,3.5287999999999999E-3,4.0549999999999996E-3,4.1199999999999999E-5,2.34E-5,1.6399999999999999E-5,1.029E-3,8.1240000000000001E-4,3.9999999999999998E-6,1.9999999999999999E-6,1.5999999999999999E-6,1.3999999999999999E-6,1.7999999999999999E-6,1.9999999999999999E-6,4.8799999999999999E-4,1.5999999999999999E-6,1.6752E-3,0,0,0,0,1.8602E-3,8.8860000000000002E-4,2.3503999999999999E-3,1.1134000000000001E-3,4.0900000000000002E-4,3.056E-4,3.368E-4,3.6499999999999998E-4,3.7540000000000002E-4,3.1839999999999999E-4,2.544E-4,4.2480000000000003E-4,3.8000000000000002E-4,2.3763999999999999E-3,7.3180000000000001E-4,6.7840000000000001E-4,5.9619999999999996E-4,8.0760000000000001E-4,4.9580000000000002E-4,6.7739999999999999E-4,6.8280000000000001E-4,5.1239999999999999E-4,6.0559999999999998E-4,1.994E-4,8.5799999999999998E-5,7.0500000000000001E-4,4.5219999999999999E-4,7.2763999999999997E-3,0.01,1.8010000000000002E-2,2.8868000000000001E-3,5.1239999999999999E-4,5.7007999999999998E-3,6.0124000000000002E-3,2.9683999999999999E-3,2.5055999999999998E-2,3.4771000000000003E-2,2.4962999999999999E-2,4.4900000000000002E-2,3.4771000000000003E-2,2.1104000000000001E-2,8.2649999999999998E-3,9.9898000000000001E-3,9.3667999999999998E-3,8.3987999999999997E-3,1.8863999999999999E-2,2.4804E-2,2.8843000000000001E-2,2.7113999999999999E-2,7.5234000000000004E-3,5.0816000000000004E-3,2.2796E-2,1.6493000000000001E-2,9.3787999999999996E-3,1.4090999999999999E-2,1.3313E-2,1.1635E-2,2.8292E-3,1.1188999999999999E-2,8.5996000000000006E-3,8.1744000000000001E-3,6.9699999999999996E-3,1.3010000000000001E-2,2.4576000000000001E-2,8.1264000000000006E-3,8.1843999999999997E-3,1.2411E-2,1.2593E-2,6.0448000000000003E-3,6.3682000000000001E-3,1.9296000000000001E-2,1.2389000000000001E-2,1.9413E-2,1.9127000000000002E-2,1.9677E-2,9.7953999999999992E-3,4.0726E-3,6.1570000000000001E-3,1.1488E-2,8.7656000000000001E-3,1.1375E-2,5.7971999999999997E-3,1.6979999999999999E-2,3.5285999999999998E-2,1.4991000000000001E-2,2.2828000000000001E-2,2.7661999999999999E-2,7.2751999999999999E-3,1.2493000000000001E-2,2.4441000000000001E-2,2.2734000000000001E-2,9.8314000000000006E-3,3.0417999999999999E-3,2.8492000000000001E-3,3.2873999999999998E-3,3.4776E-3,1.5295E-2,2.0101999999999998E-2,8.3757999999999992E-3,1.883E-2,2.2356999999999998E-2,7.9799999999999992E-3,5.1263999999999997E-3,1.7544000000000001E-2,8.4045999999999999E-3,1.3641E-2,4.1377999999999996E-3,1.7492000000000001E-2,8.2795999999999998E-3,4.3750999999999998E-2,6.2544000000000002E-3,1.8692E-2,1.5799000000000001E-2,6.7482000000000002E-3,1.5236E-2,1.8197999999999999E-2,1.7798000000000001E-2,1.6990000000000002E-2,1.8553E-2,1.7066999999999999E-2,1.5344E-2,5.1780000000000003E-3,8.5693999999999996E-3,3.0522000000000001E-2,1.1946999999999999E-2,1.9418999999999999E-2,2.3216000000000001E-2,2.2742999999999999E-2,2.7004E-2,3.0876000000000001E-2,2.1732999999999999E-2,1.1158E-2,5.5595999999999996E-3,1.7736999999999999E-2,1.4331999999999999E-2,5.5837999999999999E-3,8.2389999999999998E-3,3.8365999999999999E-3,5.2880000000000002E-3,8.3803999999999997E-3,3.8444E-3,2.8638000000000001E-3,5.4041999999999996E-3,6.6740000000000002E-3,1.0132E-2,1.3565000000000001E-2,4.0022E-3,5.8925999999999996E-3,1.7746000000000001E-3,1.2776E-3,1.1148E-3,8.1457999999999999E-3,0.11595999999999999,0.14745,8.4036E-2,0.15775,0.51992000000000005,0.62812000000000001,0.70221,6.0979425367222052E-3,0.78356000000000003,0.81111,0.83428000000000002,0.59073020972621482,5.3540000000000003E-3,2.9243999999999999E-2,4.8350999999999998E-2,9.0610999999999997E-2,0.20286000000000001,0.36568000000000001,0.54318,0.70489999999999997,1,0,0.56493000000000004,0,0,5.7536776694178116E-6,6.9824277488805819E-6,9.5251255061157281E-7,9.8014452305505984E-6,2.1794935491925571E-6,1.3268995644466486E-5,6.7530675096350024E-7,8.261001312348526E-6,7.2657812779652886E-6,2.8831891540903598E-6,1.5954306945786811E-5,9.2957407105132006E-6,2.5712393835419789E-5,1.7550873963045888E-5,1.8033628066405072E-6,2.1379782992880791E-5,6.7499595388653688E-6,2.7098376449430361E-5,2.3835871616029181E-5,0,1.2391837117320392E-5,2.1398589524324052E-5,2.365541695326101E-5,1.2213157788210083E-5,3.1096042221179232E-5,1.7137372196884826E-5,null,null,null,null,null,1.655E-3,2.6909999999999998E-3,1.6000000000000001E-3,3.5699999999999998E-3,0,0,0,0,0,2.5000000000000001E-3,5.9999999999999995E-4,1.5358E-2,0]
[407,0.32393,0.31314999999999998,0.30442999999999998,0.29821999999999999,0.33723999999999998,0.31437999999999999,0.33008999999999999,0.27506999999999998,0.27284000000000003,0.11051999999999999,0.11318,0.1158,0.21240000000000001,0.22980999999999999,0.27518999999999999,0.21814,0.23838000000000001,0.26125999999999999,0.24026,0.30746000000000001,0.26680999999999999,0.22850999999999999,0.26246000000000003,0.28836000000000001,0.25845000000000001,0.29304999999999998,0.26296000000000003,0.26622000000000001,0.24085000000000001,0.15445,0.15364,2.9715999999999999E-2,0.14638999999999999,7.4792999999999998E-2,0.13189000000000001,9.3001E-2,8.1414E-2,0.10571999999999999,9.5247999999999999E-2,7.5667999999999999E-2,0.13971,8.8623999999999994E-2,8.2461999999999994E-2,0.11899999999999999,9.4411999999999996E-2,7.9242000000000007E-2,8.9890999999999999E-2,0.11773,0.12075,0.10891000000000001,0.11146,6.4519000000000007E-2,6.7460999999999993E-2,6.9363999999999995E-2,6.2105E-2,1.5942999999999999E-2,1.4466E-2,2.7125E-2,2.6103999999999999E-2,4.5994E-2,4.2249000000000002E-2,0.16364000000000001,0.18165999999999999,0.14634,0.26352999999999999,0.29714000000000002,0.29016999999999998,0.18189,0.27529999999999999,0.19062999999999999,0.23458999999999999,0.23047999999999999,8.8625999999999996E-2,0.27043,0.16206000000000001,4.5228999999999998E-2,5.7565999999999999E-2,6.8000000000000005E-2,7.9209000000000002E-2,0.10050000000000001,6.386E-2,5.6806000000000002E-2,4.8046999999999999E-2,6.6406000000000007E-2,5.4516000000000002E-2,6.0525000000000002E-2,3.6392000000000001E-2,5.8631000000000003E-2,0.21812999999999999,3.2169999999999998E-3,0,4.0518000000000004E-3,5.1348000000000001E-3,4.8906000000000002E-3,4.0000000000000001E-3,0,0,0,4.6996E-3,0,0,0,0.42497000000000001,0.89534999999999998,0,0,0,0,2.8219999999999997E-4,3.5E-4,8.8065999999999995E-3,3.3639999999999999E-4,3.6279999999999998E-4,4.0959999999999998E-4,2.7139999999999998E-4,5.9400000000000002E-4,1.132E-4,4.74E-5,4.5599999999999997E-5,3.8600000000000003E-5,2.2312E-3,3.5696E-3,4.1120000000000002E-3,5.7399999999999999E-5,3.2799999999999998E-5,2.2799999999999999E-5,9.3999999999999997E-4,1.0868E-3,6.0000000000000002E-6,3.0000000000000001E-6,2.2000000000000001E-6,1.7999999999999999E-6,2.6000000000000001E-6,3.0000000000000001E-6,4.8899999999999996E-4,2.2000000000000001E-6,2.0723999999999998E-3,0,0,0,0,2.3264000000000002E-3,1.1391999999999999E-3,2.7108000000000002E-3,1.2168000000000001E-3,4.26E-4,3.5120000000000003E-4,3.346E-4,4.0999999999999999E-4,3.6380000000000001E-4,3.568E-4,2.6879999999999997E-4,4.816E-4,3.9599999999999998E-4,2.6817999999999998E-3,7.8859999999999998E-4,7.4680000000000005E-4,6.4440000000000005E-4,8.2819999999999996E-4,5.4560000000000003E-4,7.3280000000000003E-4,7.7760000000000004E-4,5.6680000000000001E-4,6.4320000000000002E-4,2.7080000000000002E-4,1.166E-4,7.0899999999999999E-4,5.5840000000000002E-4,8.7018000000000009E-3,0.01,2.0032999999999999E-2,3.1816000000000001E-3,9.3579999999999998E-4,5.8306E-3,6.0217999999999999E-3,3.4207999999999999E-3,2.7615000000000001E-2,3.8633000000000001E-2,2.7809E-2,5.0733E-2,3.8633000000000001E-2,2.3154999999999999E-2,8.7019999999999997E-3,1.0715000000000001E-2,1.0189999999999999E-2,9.7365999999999998E-3,1.8748000000000001E-2,2.5642999999999999E-2,2.9451000000000001E-2,2.7897000000000002E-2,8.6587999999999995E-3,5.6261999999999996E-3,2.4254000000000001E-2,1.7229000000000001E-2,1.1065E-2,1.4259000000000001E-2,1.5531E-2,1.3472E-2,3.6273999999999998E-3,1.3054E-2,9.8282000000000005E-3,9.5367999999999998E-3,7.8790000000000006E-3,1.4274999999999999E-2,2.7064000000000001E-2,9.4807999999999993E-3,9.5008000000000002E-3,1.3332999999999999E-2,1.2643E-2,6.8196000000000003E-3,6.7343999999999998E-3,2.0709999999999999E-2,1.4274E-2,2.0891E-2,2.0480999999999999E-2,2.1073000000000001E-2,1.2638999999999999E-2,5.3162000000000001E-3,7.3639999999999999E-3,1.2736000000000001E-2,9.2282000000000006E-3,1.1946E-2,6.7634000000000001E-3,1.9609000000000001E-2,4.1596000000000001E-2,1.4389000000000001E-2,2.3980000000000001E-2,2.7213000000000001E-2,8.3733999999999996E-3,1.5664000000000001E-2,2.6903E-2,2.4084999999999999E-2,9.7388000000000006E-3,3.3676000000000001E-3,3.0274E-3,3.7298000000000001E-3,3.9741999999999998E-3,1.6358999999999999E-2,2.0854999999999999E-2,9.7186000000000008E-3,1.9290999999999999E-2,2.6464000000000001E-2,9.3100000000000006E-3,5.9807999999999997E-3,2.0468E-2,9.3311999999999996E-3,1.3043000000000001E-2,4.8275999999999996E-3,1.7288999999999999E-2,9.5762E-3,4.7684999999999998E-2,7.1697999999999996E-3,2.0846E-2,1.6871000000000001E-2,7.5074E-3,1.7253999999999999E-2,1.8828000000000001E-2,1.9314999999999999E-2,1.8634000000000001E-2,2.0365999999999999E-2,1.8706E-2,1.6454E-2,5.7869999999999996E-3,9.8627999999999997E-3,3.3315999999999998E-2,1.3696E-2,2.2783000000000001E-2,2.7359999999999999E-2,2.7307999999999999E-2,3.2564999999999997E-2,3.3910000000000003E-2,2.2572999999999999E-2,1.0781000000000001E-2,7.1482000000000004E-3,2.1011999999999999E-2,1.6136000000000001E-2,6.4155999999999996E-3,9.3810000000000004E-3,4.2691999999999999E-3,5.96E-3,9.8218000000000003E-3,4.2287999999999996E-3,3.1365999999999998E-3,5.9513999999999999E-3,8.7740000000000005E-3,1.0300999999999999E-2,1.3608E-2,5.2053999999999998E-3,7.9871999999999999E-3,2.6472000000000002E-3,1.7432000000000001E-3,1.5256E-3,8.9195999999999998E-3,0.13686000000000001,0.17502999999999999,0.10203,0.18404000000000001,0.52690999999999999,0.63541999999999998,0.70962999999999998,6.1706904480861623E-3,0.79100999999999999,0.81859999999999999,0.84182000000000001,0.5958822297523747,5.5279999999999999E-3,2.9921E-2,4.9338E-2,9.2154E-2,0.20544999999999999,0.36915999999999999,0.54701,0.70850999999999997,1,0,0.53071999999999997,0,0,6.0435922932811081E-6,1.1942773198825307E-5,1.5883807691352558E-6,1.2852036888943985E-5,5.152758149051806E-6,1.5718651411589235E-5,4.9116360969492234E-6,1.2960677850060165E-5,1.1332214853609912E-5,8.0694871940067969E-6,2.1323101464076899E-5,1.3635510185849853E-5,2.9134424039511941E-5,2.4535205739084631E-5,5.2806581152253784E-6,2.8645989004871808E-5,1.154640267486684E-5,3.3643449569353834E-5,3.046060555789154E-5,1.6425850617451943E-6,1.6766258340794593E-5,2.9804334189975634E-5,2.8720094633172266E-5,1.9387633074074984E-5,3.6160403396934271E-5,2.1765654310001992E-5,null,null,null,null,null,1.7570000000000001E-3,2.849E-3,1.1000000000000001E-3,3.6840000000000002E-3,0,0,0,0,0,2.5000000000000001E-3,0,1.5358E-2,0]
[408,0.26273999999999997,0.24545,0.23121,0.22028,0.27389999999999998,0.24465000000000001,0.27571000000000001,0.22081999999999999,0.21306,8.3267999999999995E-2,8.2728999999999997E-2,8.2650000000000001E-2,0.14881,0.17391999999999999,0.22234000000000001,0.17338999999999999,0.18353,0.20705999999999999,0.17599000000000001,0.25916,0.20895,0.18614,0.19813,0.24135000000000001,0.20086999999999999,0.24798999999999999,0.20619999999999999,0.21387999999999999,0.17957999999999999,0.10713,0.10851,3.0757E-2,0.10749,5.5219999999999998E-2,9.1635999999999995E-2,6.3604999999999995E-2,6.1586000000000002E-2,7.3691000000000006E-2,6.6268999999999995E-2,5.7841999999999998E-2,9.9051E-2,6.2240999999999998E-2,6.4689999999999998E-2,8.6452000000000001E-2,6.8045999999999995E-2,6.3588000000000006E-2,6.6296999999999995E-2,8.0793000000000004E-2,8.4778999999999993E-2,7.8120999999999996E-2,8.1554000000000001E-2,4.7411000000000002E-2,4.8592999999999997E-2,4.9329999999999999E-2,4.6522000000000001E-2,1.5775999999999998E-2,1.4017E-2,2.7616000000000002E-2,2.6653E-2,4.7105000000000001E-2,4.2935000000000001E-2,0.16103999999999999,0.18334,0.13414999999999999,0.26624999999999999,0.30286000000000002,0.21017,0.1893,0.28587000000000001,0.19533,0.23941000000000001,0.17130999999999999,6.4903000000000002E-2,0.20466999999999999,0.11447,4.8410000000000002E-2,5.9256000000000003E-2,7.1999999999999995E-2,8.1049999999999997E-2,0.10289,6.5328999999999998E-2,5.8313999999999998E-2,5.0831000000000001E-2,6.7338999999999996E-2,5.5338999999999999E-2,6.2007E-2,3.7975000000000002E-2,5.9827999999999999E-2,0.2203,3.2169999999999998E-3,0,4.7012E-3,6.1152000000000003E-3,5.8244000000000004E-3,6.0000000000000001E-3,0,0,0,5.0343999999999996E-3,0,0,0,0.37389,0.84302999999999995,0,0,0,0,3.948E-4,4.7699999999999999E-4,8.9844E-3,4.1960000000000001E-4,4.4920000000000002E-4,5.0739999999999997E-4,3.3859999999999999E-4,8.2600000000000002E-4,1.428E-4,6.0600000000000003E-5,5.8400000000000003E-5,4.9400000000000001E-5,1.7718E-3,3.6104000000000002E-3,4.169E-3,7.36E-5,4.2200000000000003E-5,2.9200000000000002E-5,8.5099999999999998E-4,1.3611999999999999E-3,7.9999999999999996E-6,3.9999999999999998E-6,2.7999999999999999E-6,2.2000000000000001E-6,3.4000000000000001E-6,3.9999999999999998E-6,4.8999999999999998E-4,2.7999999999999999E-6,2.4696000000000002E-3,0,0,0,0,2.7926000000000001E-3,1.3898000000000001E-3,3.0712000000000001E-3,1.3202000000000001E-3,4.4299999999999998E-4,3.968E-4,3.324E-4,4.55E-4,3.522E-4,3.9520000000000001E-4,2.832E-4,5.3839999999999997E-4,4.1199999999999999E-4,2.9872000000000002E-3,8.4539999999999995E-4,8.1519999999999997E-4,6.9260000000000003E-4,8.4880000000000003E-4,5.9540000000000005E-4,7.8819999999999997E-4,8.7239999999999996E-4,6.2120000000000003E-4,6.8079999999999996E-4,3.4220000000000002E-4,1.474E-4,7.1299999999999998E-4,6.646E-4,1.0127000000000001E-2,0.01,2.2057E-2,3.4764000000000001E-3,1.3592000000000001E-3,5.9604000000000002E-3,6.0311999999999996E-3,3.8731999999999998E-3,3.0173999999999999E-2,4.2495999999999999E-2,3.0654000000000001E-2,5.6564999999999997E-2,4.2495999999999999E-2,2.5207E-2,9.1389999999999996E-3,1.1439E-2,1.1011999999999999E-2,1.1074000000000001E-2,1.8633E-2,2.6483E-2,3.0058999999999999E-2,2.8681000000000002E-2,9.7941999999999994E-3,6.1707999999999997E-3,2.5713E-2,1.7965999999999999E-2,1.2749999999999999E-2,1.4427000000000001E-2,1.7749999999999998E-2,1.5309E-2,4.4256E-3,1.4918000000000001E-2,1.1057000000000001E-2,1.0899000000000001E-2,8.7880000000000007E-3,1.5539000000000001E-2,2.9552999999999999E-2,1.0834999999999999E-2,1.0817E-2,1.4256E-2,1.2692E-2,7.5944000000000003E-3,7.1006000000000003E-3,2.2124000000000001E-2,1.6160000000000001E-2,2.2370000000000001E-2,2.1835E-2,2.2467999999999998E-2,1.5481999999999999E-2,6.5598000000000002E-3,8.5710000000000005E-3,1.3984E-2,9.6907999999999994E-3,1.2517E-2,7.7295999999999997E-3,2.2237E-2,4.7905000000000003E-2,1.3788E-2,2.5132999999999999E-2,2.6764E-2,9.4716000000000002E-3,1.8834E-2,2.9364000000000001E-2,2.5434999999999999E-2,9.6462000000000006E-3,3.6933999999999999E-3,3.2055999999999999E-3,4.1722E-3,4.4707999999999996E-3,1.7423999999999999E-2,2.1607000000000001E-2,1.1061E-2,1.9753E-2,3.057E-2,1.064E-2,6.8351999999999996E-3,2.3392E-2,1.0258E-2,1.2444999999999999E-2,5.5174000000000004E-3,1.7084999999999999E-2,1.0873000000000001E-2,5.1617999999999997E-2,8.0852000000000007E-3,2.3E-2,1.7942E-2,8.2666000000000007E-3,1.9271E-2,1.9459000000000001E-2,2.0830999999999999E-2,2.0277E-2,2.2178E-2,2.0344000000000001E-2,1.7564E-2,6.3959999999999998E-3,1.1155999999999999E-2,3.6110000000000003E-2,1.5443999999999999E-2,2.6147E-2,3.1504999999999998E-2,3.1871999999999998E-2,3.8124999999999999E-2,3.6942999999999997E-2,2.3414000000000001E-2,1.0404999999999999E-2,8.7367999999999994E-3,2.4287E-2,1.7940000000000001E-2,7.2474000000000002E-3,1.0522999999999999E-2,4.7017999999999999E-3,6.6319999999999999E-3,1.1263E-2,4.6131999999999996E-3,3.4093999999999999E-3,6.4986000000000002E-3,1.0874E-2,1.0470999999999999E-2,1.3650000000000001E-2,6.4086000000000004E-3,1.0082000000000001E-2,3.5198E-3,2.2087999999999999E-3,1.9364E-3,9.6933999999999996E-3,0.15776999999999999,0.20261000000000001,0.12003,0.21032000000000001,0.53390000000000004,0.64271,0.71704999999999997,6.2403672030777995E-3,0.79847000000000001,0.82608999999999999,0.84936999999999996,0.60102446069487514,5.7019999999999996E-3,3.0596999999999999E-2,5.0325000000000002E-2,9.3696000000000002E-2,0.20802999999999999,0.37264999999999998,0.55084999999999995,0.71211999999999998,1,0,0.49651000000000001,0,0,6.4401147028547712E-6,1.6347452401532792E-5,1.9292810975457542E-6,1.7398624549969099E-5,7.1093036240199581E-6,1.8390470359008759E-5,1.079605681297835E-5,1.7948996173799969E-5,1.6647265510982834E-5,1.5855970559641719E-5,2.8744927476509474E-5,2.031297844951041E-5,3.3826989238150418E-5,2.9868422643630765E-5,9.9151984613854438E-6,3.6019620893057436E-5,1.6574247638345696E-5,4.0129834815161303E-5,3.7021931348135695E-5,6.9032485043862835E-6,2.0596897229552269E-5,3.8357986340997741E-5,3.6534875107463449E-5,2.8960634153918363E-5,4.2583251342875883E-5,3.0126384444884025E-5,null,null,null,null,null,1.859E-3,3.0370000000000002E-3,1.9E-3,3.8210000000000002E-3,0,0,0,0,0,2.2000000000000001E-3,2.0000000000000001E-4,1.5358E-2,0]
[409,0.20155999999999999,0.17776,0.15798999999999999,0.14233999999999999,0.21054999999999999,0.17491999999999999,0.22134000000000001,0.16657,0.15328,5.6017999999999998E-2,5.2278999999999999E-2,4.9495999999999998E-2,8.5223999999999994E-2,0.11803,0.16949,0.12864999999999999,0.12869,0.15286,0.11172,0.21087,0.15109,0.14377000000000001,0.13378999999999999,0.19434000000000001,0.14327999999999999,0.20293,0.14943999999999999,0.16153999999999999,0.11831999999999999,5.9811000000000003E-2,6.3391000000000003E-2,3.1799000000000001E-2,6.8595000000000003E-2,3.5647999999999999E-2,5.1380000000000002E-2,3.4209999999999997E-2,4.1757000000000002E-2,4.1662999999999999E-2,3.7289000000000003E-2,4.0016999999999997E-2,5.8394000000000001E-2,3.5859000000000002E-2,4.6917E-2,5.3901999999999999E-2,4.1681000000000003E-2,4.7934999999999998E-2,4.2703999999999999E-2,4.3857E-2,4.8805000000000001E-2,4.7335000000000002E-2,5.1645000000000003E-2,3.0301999999999999E-2,2.9725000000000001E-2,2.9297E-2,3.0938E-2,1.5610000000000001E-2,1.3566999999999999E-2,2.8108000000000001E-2,2.7200999999999999E-2,4.8217000000000003E-2,4.3619999999999999E-2,0.15844,0.18501999999999999,0.12195,0.26898,0.30857000000000001,0.13017999999999999,0.19671,0.29643999999999998,0.20004,0.24424000000000001,0.11215,4.1179E-2,0.13891000000000001,6.6874000000000003E-2,5.1589999999999997E-2,6.0947000000000001E-2,7.5999999999999998E-2,8.2890000000000005E-2,0.10528,6.6798999999999997E-2,5.9823000000000001E-2,5.3615999999999997E-2,6.8270999999999998E-2,5.6161000000000003E-2,6.3488000000000003E-2,3.9557000000000002E-2,6.1025999999999997E-2,0.22245999999999999,3.2169999999999998E-3,0,5.3505999999999996E-3,7.0955999999999997E-3,6.7581999999999998E-3,8.0000000000000002E-3,0,0,0,5.3692000000000002E-3,0,0,0,0.32280999999999999,0.79071000000000002,0,0,0,0,5.0739999999999997E-4,6.0400000000000004E-4,9.1622000000000006E-3,5.0279999999999997E-4,5.3560000000000001E-4,6.0519999999999997E-4,4.058E-4,1.0579999999999999E-3,1.7239999999999999E-4,7.3800000000000005E-5,7.1199999999999996E-5,6.02E-5,1.3124E-3,3.6511999999999998E-3,4.2259999999999997E-3,8.9800000000000001E-5,5.1600000000000001E-5,3.5599999999999998E-5,7.6199999999999998E-4,1.6356000000000001E-3,1.0000000000000001E-5,5.0000000000000004E-6,3.4000000000000001E-6,2.6000000000000001E-6,4.1999999999999996E-6,5.0000000000000004E-6,4.9100000000000001E-4,3.4000000000000001E-6,2.8668000000000001E-3,0,0,0,0,3.2588000000000001E-3,1.6404E-3,3.4315999999999999E-3,1.4235999999999999E-3,4.6000000000000001E-4,4.4240000000000002E-4,3.302E-4,5.0000000000000001E-4,3.4059999999999998E-4,4.3360000000000002E-4,2.9760000000000002E-4,5.9520000000000005E-4,4.28E-4,3.2926000000000001E-3,9.0220000000000003E-4,8.8360000000000001E-4,7.4080000000000001E-4,8.6939999999999999E-4,6.4519999999999996E-4,8.4360000000000001E-4,9.6719999999999998E-4,6.7560000000000005E-4,7.1840000000000001E-4,4.1360000000000002E-4,1.7819999999999999E-4,7.1699999999999997E-4,7.7079999999999998E-4,1.1553000000000001E-2,0.01,2.4080000000000001E-2,3.7712000000000002E-3,1.7826000000000001E-3,6.0901999999999996E-3,6.0406000000000001E-3,4.3255999999999998E-3,3.2732999999999998E-2,4.6358000000000003E-2,3.3500000000000002E-2,6.2398000000000002E-2,4.6358000000000003E-2,2.7258000000000001E-2,9.5759999999999994E-3,1.2163999999999999E-2,1.1835E-2,1.2411999999999999E-2,1.8516999999999999E-2,2.7321999999999999E-2,3.0667E-2,2.9464000000000001E-2,1.093E-2,6.7153999999999998E-3,2.7171000000000001E-2,1.8702E-2,1.4435999999999999E-2,1.4595E-2,1.9968E-2,1.7146000000000002E-2,5.2237999999999998E-3,1.6782999999999999E-2,1.2285000000000001E-2,1.2262E-2,9.6970000000000008E-3,1.6803999999999999E-2,3.2041E-2,1.2189999999999999E-2,1.2134000000000001E-2,1.5178000000000001E-2,1.2742E-2,8.3692000000000003E-3,7.4668E-3,2.3538E-2,1.8044999999999999E-2,2.3848000000000001E-2,2.3189000000000001E-2,2.3864E-2,1.8325999999999999E-2,7.8034000000000003E-3,9.7780000000000002E-3,1.5232000000000001E-2,1.0153000000000001E-2,1.3088000000000001E-2,8.6958000000000001E-3,2.4865999999999999E-2,5.4214999999999999E-2,1.3186E-2,2.6284999999999999E-2,2.6315000000000002E-2,1.057E-2,2.2005E-2,3.1826E-2,2.6786000000000001E-2,9.5536000000000006E-3,4.0191999999999997E-3,3.3838000000000002E-3,4.6146E-3,4.9674000000000003E-3,1.8488000000000001E-2,2.2360000000000001E-2,1.2404E-2,2.0213999999999999E-2,3.4676999999999999E-2,1.197E-2,7.6896000000000004E-3,2.6315999999999999E-2,1.1183999999999999E-2,1.1847E-2,6.2072000000000004E-3,1.6882000000000001E-2,1.2168999999999999E-2,5.5551999999999997E-2,9.0005999999999992E-3,2.5153999999999999E-2,1.9014E-2,9.0258000000000005E-3,2.1288999999999999E-2,2.0088999999999999E-2,2.2348E-2,2.1921E-2,2.3990999999999998E-2,2.1982999999999999E-2,1.8674E-2,7.0049999999999999E-3,1.2449999999999999E-2,3.8904000000000001E-2,1.7193E-2,2.9510999999999999E-2,3.5649E-2,3.6436999999999997E-2,4.3686000000000003E-2,3.9976999999999999E-2,2.4254000000000001E-2,1.0028E-2,1.0325000000000001E-2,2.7562E-2,1.9744000000000001E-2,8.0791999999999999E-3,1.1665E-2,5.1343999999999999E-3,7.3039999999999997E-3,1.2704999999999999E-2,4.9975999999999996E-3,3.6822000000000001E-3,7.0457999999999996E-3,1.2973999999999999E-2,1.064E-2,1.3693E-2,7.6118000000000002E-3,1.2175999999999999E-2,4.3924000000000003E-3,2.6744E-3,2.3471999999999998E-3,1.0467000000000001E-2,0.17867,0.23019000000000001,0.13803000000000001,0.23660999999999999,0.54088999999999998,0.65000999999999998,0.72446999999999995,6.2977593325803799E-3,0.80591999999999997,0.83357999999999999,0.85690999999999995,0.60615682668748461,5.8760000000000001E-3,3.1274000000000003E-2,5.1312000000000003E-2,9.5239000000000004E-2,0.21060999999999999,0.37613000000000002,0.55469000000000002,0.71572000000000002,1,0,0.46228999999999998,0,0,6.9684715526818763E-6,2.0280862372601405E-5,2.791426595649682E-6,2.2328769773594104E-5,9.1923484433209524E-6,2.1583748093689792E-5,1.7505997675471008E-5,2.3421218429575674E-5,2.2831747628515586E-5,2.4910845240810886E-5,3.7252444599289447E-5,2.7739381039282307E-5,3.9786122215446085E-5,3.4813663660315797E-5,1.5374649592558853E-5,4.3934316636295989E-5,2.2351376173901372E-5,4.721685399999842E-5,4.3880023440578952E-5,1.3036468772043008E-5,2.4744727852521464E-5,4.7039015043992549E-5,4.5604760089190677E-5,4.0011396777117625E-5,5.0158392696175724E-5,4.017191895400174E-5,null,null,null,null,null,1.9599999999999999E-3,3.1949999999999999E-3,1.9E-3,3.9399999999999999E-3,0,0,0,0,0,1.8E-3,8.9999999999999998E-4,1.5358E-2,0]
[410,0.14036999999999999,0.11006000000000001,8.4772E-2,6.4398999999999998E-2,0.1472,0.10518,0.16697000000000001,0.11232,9.3501000000000001E-2,2.8768999999999999E-2,2.1829000000000001E-2,1.6343E-2,2.1635999999999999E-2,6.2144999999999999E-2,0.11663999999999999,8.3900000000000002E-2,7.3843000000000006E-2,9.8659999999999998E-2,4.7451E-2,0.16258,9.3228000000000005E-2,0.1014,6.9449999999999998E-2,0.14734,8.5695999999999994E-2,0.15787999999999999,9.2673000000000005E-2,0.10920000000000001,5.7050999999999998E-2,1.2492E-2,1.8269000000000001E-2,3.2841000000000002E-2,2.9697000000000001E-2,1.6074999999999999E-2,1.1122999999999999E-2,4.8139999999999997E-3,2.1929000000000001E-2,9.6340000000000002E-3,8.3099999999999997E-3,2.2190999999999999E-2,1.7735999999999998E-2,9.4769999999999993E-3,2.9144E-2,2.1351999999999999E-2,1.5316E-2,3.2281999999999998E-2,1.9109999999999999E-2,6.9199999999999999E-3,1.2832E-2,1.6549000000000001E-2,2.1735999999999998E-2,1.3193E-2,1.0857E-2,9.2639999999999997E-3,1.5355000000000001E-2,1.5443999999999999E-2,1.3117E-2,2.8598999999999999E-2,2.7748999999999999E-2,4.9327999999999997E-2,4.4304999999999997E-2,0.15584000000000001,0.1867,0.10976,0.2717,0.31429000000000001,5.0183999999999999E-2,0.20412,0.30701000000000001,0.20474000000000001,0.24907000000000001,5.2991999999999997E-2,1.7454999999999998E-2,7.3149000000000006E-2,1.9279999999999999E-2,5.4769999999999999E-2,6.2636999999999998E-2,0.08,8.4731000000000001E-2,0.10767,6.8267999999999995E-2,6.1331999999999998E-2,5.6401E-2,6.9203000000000001E-2,5.6984E-2,6.497E-2,4.1139000000000002E-2,6.2224000000000002E-2,0.22463,3.2169999999999998E-3,0,6.0000000000000001E-3,8.0759999999999998E-3,7.6920000000000001E-3,0.01,0,0,0,5.7039999999999999E-3,0,0,0,0.27173999999999998,0.73838000000000004,0,0,0,0,6.2E-4,7.3099999999999999E-4,9.3399999999999993E-3,5.8600000000000004E-4,6.2200000000000005E-4,7.0299999999999996E-4,4.73E-4,1.2899999999999999E-3,2.02E-4,8.7000000000000001E-5,8.3999999999999995E-5,7.1000000000000005E-5,8.5300000000000003E-4,3.692E-3,4.2830000000000003E-3,1.06E-4,6.0999999999999999E-5,4.1999999999999998E-5,6.7299999999999999E-4,1.91E-3,1.2E-5,6.0000000000000002E-6,3.9999999999999998E-6,3.0000000000000001E-6,5.0000000000000004E-6,6.0000000000000002E-6,4.9200000000000003E-4,3.9999999999999998E-6,3.264E-3,0,0,0,0,3.725E-3,1.8910000000000001E-3,3.7919999999999998E-3,1.5269999999999999E-3,4.7699999999999999E-4,4.8799999999999999E-4,3.28E-4,5.4500000000000002E-4,3.2899999999999997E-4,4.7199999999999998E-4,3.1199999999999999E-4,6.5200000000000002E-4,4.44E-4,3.5980000000000001E-3,9.59E-4,9.5200000000000005E-4,7.8899999999999999E-4,8.8999999999999995E-4,6.9499999999999998E-4,8.9899999999999995E-4,1.062E-3,7.2999999999999996E-4,7.5600000000000005E-4,4.8500000000000003E-4,2.0900000000000001E-4,7.2099999999999996E-4,8.7699999999999996E-4,1.2978E-2,0.01,2.6103999999999999E-2,4.0660000000000002E-3,2.2060000000000001E-3,6.2199999999999998E-3,6.0499999999999998E-3,4.7780000000000001E-3,3.5291999999999997E-2,5.0221000000000002E-2,3.6346000000000003E-2,6.8231E-2,5.0221000000000002E-2,2.9309999999999999E-2,1.0012999999999999E-2,1.2888999999999999E-2,1.2658000000000001E-2,1.375E-2,1.8401000000000001E-2,2.8160999999999999E-2,3.1274999999999997E-2,3.0248000000000001E-2,1.2064999999999999E-2,7.26E-3,2.8629000000000002E-2,1.9439000000000001E-2,1.6122000000000001E-2,1.4763E-2,2.2186999999999998E-2,1.8983E-2,6.0219999999999996E-3,1.8648000000000001E-2,1.3514E-2,1.3624000000000001E-2,1.0606000000000001E-2,1.8069000000000002E-2,3.4528999999999997E-2,1.3544E-2,1.345E-2,1.6101000000000001E-2,1.2792E-2,9.1439999999999994E-3,7.8329999999999997E-3,2.4951999999999998E-2,1.993E-2,2.5326999999999999E-2,2.4542999999999999E-2,2.5259E-2,2.1169E-2,9.0469999999999995E-3,1.0985E-2,1.6480000000000002E-2,1.0616E-2,1.3658999999999999E-2,9.6620000000000004E-3,2.7494999999999999E-2,6.0525000000000002E-2,1.2585000000000001E-2,2.7438000000000001E-2,2.5866E-2,1.1668E-2,2.5174999999999999E-2,3.4287999999999999E-2,2.8136999999999999E-2,9.4610000000000007E-3,4.3449999999999999E-3,3.5620000000000001E-3,5.0569999999999999E-3,5.4640000000000001E-3,1.9552E-2,2.3112000000000001E-2,1.3747000000000001E-2,2.0676E-2,3.8782999999999998E-2,1.3299999999999999E-2,8.5439999999999995E-3,2.9239999999999999E-2,1.2111E-2,1.1249E-2,6.8970000000000004E-3,1.6677999999999998E-2,1.3466000000000001E-2,5.9485999999999997E-2,9.9159999999999995E-3,2.7307999999999999E-2,2.0084999999999999E-2,9.7850000000000003E-3,2.3306E-2,2.0719000000000001E-2,2.3864E-2,2.3564999999999999E-2,2.5804000000000001E-2,2.3622000000000001E-2,1.9784E-2,7.6140000000000001E-3,1.3743E-2,4.1697999999999999E-2,1.8941E-2,3.2875000000000001E-2,3.9793000000000002E-2,4.1001999999999997E-2,4.9245999999999998E-2,4.301E-2,2.5094000000000002E-2,9.6520000000000009E-3,1.1913999999999999E-2,3.0837E-2,2.1548000000000001E-2,8.9110000000000005E-3,1.2807000000000001E-2,5.5669999999999999E-3,7.9760000000000005E-3,1.4146000000000001E-2,5.3819999999999996E-3,3.9550000000000002E-3,7.5929999999999999E-3,1.5074000000000001E-2,1.0808999999999999E-2,1.3736E-2,8.8149999999999999E-3,1.4271000000000001E-2,5.2649999999999997E-3,3.14E-3,2.758E-3,1.1240999999999999E-2,0.19958000000000001,0.25775999999999999,0.15603,0.26290000000000002,0.54788000000000003,0.6573,0.73189000000000004,6.3336533674769749E-3,0.81337000000000004,0.84106999999999998,0.86446000000000001,0.61127925384741777,6.0499999999999998E-3,3.1951E-2,5.2298999999999998E-2,9.6782000000000007E-2,0.21318999999999999,0.37962000000000001,0.55852999999999997,0.71933000000000002,1,0,0.42808000000000002,0,0,7.6900978456251323E-6,2.3608616174897179E-5,4.5296005737327505E-6,2.7367903385311365E-5,1.1642558092717081E-5,2.5453786292928271E-5,2.4864908482413739E-5,2.9394241209956817E-5,2.9847931727999821E-5,3.4980410418938845E-5,4.663561048801057E-5,3.549701432348229E-5,4.7212222852976993E-5,3.9497146644862369E-5,2.1590058167930692E-5,5.2414641686482355E-5,2.8976475732633844E-5,5.5121035984484479E-5,5.108818004373461E-5,1.9711378627107479E-5,2.9461156373145059E-5,5.5693973990855739E-5,5.5691896704956889E-5,5.2279010560596362E-5,5.8948036894435063E-5,5.1539744163164869E-5,null,null,null,null,null,2.062E-3,3.261E-3,2E-3,3.9979999999999998E-3,0,0,0,0,0,2.7000000000000001E-3,8.0000000000000004E-4,1.5358E-2,0]
[411,0.14087,0.10943,8.3201999999999998E-2,6.2021E-2,0.14774000000000001,0.10438,0.16552,0.11008999999999999,9.0496999999999994E-2,3.0342999999999998E-2,2.2377999999999999E-2,1.5817999999999999E-2,2.1662000000000001E-2,6.3261999999999999E-2,0.11309,8.1850999999999993E-2,6.9283999999999998E-2,9.5176999999999998E-2,4.9095E-2,0.16002,9.4913999999999998E-2,9.9086999999999995E-2,7.1222999999999995E-2,0.14607999999999999,8.8111999999999996E-2,0.15606,9.5083000000000001E-2,0.10589999999999999,5.8097000000000003E-2,1.3224E-2,1.9761000000000001E-2,3.5320999999999998E-2,3.2781999999999999E-2,1.4748000000000001E-2,1.1754000000000001E-2,5.5398000000000001E-3,2.1031999999999999E-2,1.0723E-2,9.5715999999999996E-3,2.172E-2,1.9751999999999999E-2,1.091E-2,2.9881999999999999E-2,2.4056000000000001E-2,1.7663999999999999E-2,3.4136E-2,2.2173999999999999E-2,7.9325999999999997E-3,1.4283000000000001E-2,1.8578000000000001E-2,2.4521000000000001E-2,1.2212000000000001E-2,9.3547999999999999E-3,7.4111999999999997E-3,1.4841E-2,1.5781E-2,1.3537E-2,2.9701999999999999E-2,2.7883999999999999E-2,5.1305000000000003E-2,4.6148000000000002E-2,0.15584000000000001,0.19656999999999999,0.10976,0.29049000000000003,0.33714,6.2826000000000007E-2,0.21124000000000001,0.32056000000000001,0.21045,0.26582,4.7396000000000001E-2,1.6497999999999999E-2,6.4409999999999995E-2,1.7982000000000001E-2,5.7244000000000003E-2,6.4181000000000002E-2,8.4000000000000005E-2,8.6595000000000005E-2,0.11015999999999999,6.9697999999999996E-2,6.3103000000000006E-2,5.9276000000000002E-2,7.0495000000000002E-2,5.8067000000000001E-2,6.6492999999999997E-2,4.2404999999999998E-2,6.3454999999999998E-2,0.22797999999999999,3.7536000000000002E-3,2.0202000000000002E-3,6.8339999999999998E-3,9.6342000000000007E-3,9.1762000000000007E-3,0.01,2.0408000000000002E-3,2.0617999999999999E-3,2E-3,6.2582000000000002E-3,2.0202000000000002E-3,2.0617999999999999E-3,2.0617999999999999E-3,0.25525999999999999,0.67047000000000001,0,0,0,0,7.0220000000000005E-4,8.4460000000000004E-4,9.5569999999999995E-3,8.2560000000000001E-4,8.5760000000000003E-4,9.6940000000000004E-4,6.6600000000000003E-4,1.3728E-3,2.9379999999999999E-4,1.326E-4,1.2799999999999999E-4,1.0840000000000001E-4,1.2467999999999999E-3,3.9953999999999996E-3,4.7505999999999998E-3,1.638E-4,9.4400000000000004E-5,6.6799999999999997E-5,9.2880000000000002E-4,1.7841999999999999E-3,2.0599999999999999E-5,1.06E-5,6.6000000000000003E-6,5.2000000000000002E-6,8.3999999999999992E-6,1.0000000000000001E-5,5.1380000000000002E-4,6.6000000000000003E-6,4.0848000000000004E-3,2.0408000000000002E-3,2.0617999999999999E-3,0,0,4.7368000000000002E-3,2.5032000000000001E-3,4.5294000000000003E-3,1.9151999999999999E-3,5.3720000000000005E-4,5.9540000000000005E-4,4.2480000000000003E-4,5.9940000000000004E-4,4.126E-4,5.2019999999999996E-4,4.1100000000000002E-4,7.0060000000000001E-4,4.618E-4,4.4526000000000001E-3,1.098E-3,1.0851999999999999E-3,9.2840000000000002E-4,1.024E-3,8.2039999999999999E-4,1.0120000000000001E-3,1.2006E-3,8.4259999999999999E-4,8.4840000000000002E-4,7.1339999999999999E-4,3.0739999999999999E-4,6.9300000000000004E-4,9.2159999999999996E-4,1.4348E-2,1.2E-2,2.9905000000000001E-2,4.8275999999999996E-3,2.7512000000000001E-3,7.5630000000000003E-3,6.8538000000000002E-3,6.7073999999999996E-3,4.5433000000000001E-2,5.8677E-2,4.2457000000000002E-2,8.0883999999999998E-2,5.8677E-2,3.3790000000000001E-2,1.1263E-2,1.4513E-2,1.4715000000000001E-2,1.6871000000000001E-2,2.0622999999999999E-2,3.3471000000000001E-2,3.9113000000000002E-2,3.6963999999999997E-2,1.4478E-2,8.8932000000000004E-3,3.1462999999999998E-2,2.0708000000000001E-2,2.1706E-2,1.7753000000000001E-2,2.6623999999999998E-2,2.2657E-2,9.1331999999999993E-3,2.2494E-2,1.6462000000000001E-2,1.6348999999999999E-2,1.303E-2,2.0878000000000001E-2,4.0046999999999999E-2,1.6253E-2,1.6330999999999998E-2,1.8090999999999999E-2,1.4869E-2,1.1112E-2,1.013E-2,2.7935000000000001E-2,2.4185000000000002E-2,2.836E-2,2.7446999999999999E-2,2.8357E-2,2.9439E-2,1.0909E-2,1.3147000000000001E-2,1.9296000000000001E-2,1.2992E-2,1.7156999999999999E-2,1.1594E-2,3.2787999999999998E-2,7.1554000000000006E-2,1.2907E-2,3.5811000000000003E-2,3.2016000000000003E-2,1.4002000000000001E-2,2.9581E-2,4.2951999999999997E-2,3.1123999999999999E-2,1.0905E-2,5.3227999999999999E-3,4.4523999999999996E-3,6.0683999999999998E-3,6.5570000000000003E-3,2.4531000000000001E-2,2.7852999999999999E-2,1.6496E-2,2.3338000000000001E-2,4.7224000000000002E-2,1.9886000000000001E-2,1.3305000000000001E-2,3.5088000000000001E-2,1.4308E-2,1.1205E-2,8.0464000000000004E-3,1.6982000000000001E-2,1.6159E-2,7.8798000000000007E-2,1.1747E-2,3.3000000000000002E-2,2.2197000000000001E-2,1.1388000000000001E-2,2.7833E-2,2.5627E-2,3.0713000000000001E-2,3.1047000000000002E-2,3.4015999999999998E-2,3.0938E-2,2.5197000000000001E-2,9.2384000000000008E-3,1.7299999999999999E-2,4.7378999999999998E-2,2.3215E-2,3.9756E-2,4.9210999999999998E-2,5.1383999999999999E-2,6.1272E-2,5.0062000000000002E-2,3.1661000000000002E-2,1.0191E-2,1.4297000000000001E-2,3.7761999999999997E-2,2.5307E-2,1.1205E-2,1.4659E-2,6.3692000000000002E-3,9.3492000000000002E-3,1.6716999999999999E-2,6.3856E-3,4.5437999999999997E-3,8.9878000000000006E-3,1.5117999999999999E-2,1.0965000000000001E-2,1.4645E-2,1.1979999999999999E-2,1.9546000000000001E-2,7.5734000000000001E-3,4.4241999999999997E-3,3.9096000000000001E-3,1.2215999999999999E-2,0.21759999999999999,0.28526000000000001,0.18189,0.28283999999999998,0.55130000000000001,0.66020999999999996,0.73416000000000003,6.3526411452247715E-3,0.81450999999999996,0.84175999999999995,0.86475999999999997,0.61464441956488292,6.2469999999999999E-3,3.2682999999999997E-2,5.3352999999999998E-2,9.8401000000000002E-2,0.21582999999999999,0.38312000000000002,0.56232000000000004,0.72282999999999997,1,0,0.38866000000000001,0,0,8.609079486632254E-6,2.5603652829886414E-5,7.9790233940002508E-6,3.1825627957005054E-5,1.4623232345911674E-5,3.0610121029894799E-5,3.2081919925985858E-5,3.5890883737010881E-5,3.7252604670356959E-5,4.5478147512767464E-5,5.636655623675324E-5,4.2598094296408817E-5,5.6290671636816114E-5,4.4114171032560989E-5,2.8066535378457047E-5,6.1370788898784667E-5,3.6284232919570059E-5,6.4069572545122355E-5,5.8306974096922204E-5,2.6281883037881926E-5,3.4686185244936496E-5,6.3786814280319959E-5,6.6088396124541759E-5,6.4912383095361292E-5,6.8910449044778943E-5,6.3309045799542218E-5,null,null,null,null,null,2.2130000000000001E-3,3.1809999999999998E-3,2.5999999999999999E-3,4.0070000000000001E-3,0,0,0,0,0,3.3E-3,1.4E-3,1.5481E-2,0]
[412,0.14138000000000001,0.10881,8.1631999999999996E-2,5.9643000000000002E-2,0.14828,0.10359,0.16406999999999999,0.10786,8.7492E-2,3.1917000000000001E-2,2.2926999999999999E-2,1.5292999999999999E-2,2.1689E-2,6.4379000000000006E-2,0.10954,7.9802999999999999E-2,6.4725000000000005E-2,9.1694999999999999E-2,5.074E-2,0.15745999999999999,9.6599000000000004E-2,9.6771999999999997E-2,7.2995000000000004E-2,0.14482999999999999,9.0527999999999997E-2,0.15425,9.7492999999999996E-2,0.1026,5.9143000000000001E-2,1.3956E-2,2.1253999999999999E-2,3.7801000000000001E-2,3.5867999999999997E-2,1.3422E-2,1.2385E-2,6.2655999999999996E-3,2.0135E-2,1.1811E-2,1.0833000000000001E-2,2.1250000000000002E-2,2.1767999999999999E-2,1.2342000000000001E-2,3.0620000000000001E-2,2.6759999999999999E-2,2.0013E-2,3.5989E-2,2.5238E-2,8.9452000000000004E-3,1.5734000000000001E-2,2.0607E-2,2.7306E-2,1.1231E-2,7.8525999999999995E-3,5.5583999999999998E-3,1.4328E-2,1.6118E-2,1.3958E-2,3.0804999999999999E-2,2.8018999999999999E-2,5.3282000000000003E-2,4.7990999999999999E-2,0.15584000000000001,0.20644000000000001,0.10976,0.30926999999999999,0.36,7.5468999999999994E-2,0.21836,0.33411999999999997,0.21617,0.28258,4.1799999999999997E-2,1.554E-2,5.5671999999999999E-2,1.6684000000000001E-2,5.9716999999999999E-2,6.5726000000000007E-2,8.7999999999999995E-2,8.8459999999999997E-2,0.11265,7.1126999999999996E-2,6.4874000000000001E-2,6.2150999999999998E-2,7.1786000000000003E-2,5.9150000000000001E-2,6.8015999999999993E-2,4.3671000000000001E-2,6.4686999999999995E-2,0.23133000000000001,4.2902000000000001E-3,4.0404000000000004E-3,7.6680000000000003E-3,1.1192000000000001E-2,1.0659999999999999E-2,0.01,4.0816000000000003E-3,4.1235999999999998E-3,4.0000000000000001E-3,6.8123999999999997E-3,4.0404000000000004E-3,4.1235999999999998E-3,4.1235999999999998E-3,0.23879,0.60255999999999998,0,0,0,0,7.8439999999999998E-4,9.5819999999999998E-4,9.7739999999999997E-3,1.0652000000000001E-3,1.0931999999999999E-3,1.2358E-3,8.5899999999999995E-4,1.4556E-3,3.8559999999999999E-4,1.7819999999999999E-4,1.7200000000000001E-4,1.4579999999999999E-4,1.6406000000000001E-3,4.2988000000000002E-3,5.2182000000000001E-3,2.2159999999999999E-4,1.2779999999999999E-4,9.1600000000000004E-5,1.1846000000000001E-3,1.6584E-3,2.9200000000000002E-5,1.52E-5,9.2E-6,7.4000000000000003E-6,1.1800000000000001E-5,1.4E-5,5.3560000000000001E-4,9.2E-6,4.9056000000000004E-3,4.0816000000000003E-3,4.1235999999999998E-3,0,0,5.7486000000000004E-3,3.1153999999999999E-3,5.2668000000000003E-3,2.3034000000000002E-3,5.9739999999999999E-4,7.0279999999999995E-4,5.2159999999999999E-4,6.5379999999999995E-4,4.9620000000000003E-4,5.6840000000000005E-4,5.1000000000000004E-4,7.492E-4,4.796E-4,5.3071999999999998E-3,1.237E-3,1.2183999999999999E-3,1.0678E-3,1.158E-3,9.458E-4,1.1249999999999999E-3,1.3392E-3,9.5520000000000002E-4,9.4079999999999999E-4,9.4180000000000002E-4,4.058E-4,6.6500000000000001E-4,9.6619999999999996E-4,1.5716999999999998E-2,1.4E-2,3.3706E-2,5.5891999999999999E-3,3.2964000000000001E-3,8.9060000000000007E-3,7.6575999999999997E-3,8.6368E-3,5.5573999999999998E-2,6.7131999999999997E-2,4.8566999999999999E-2,9.3536999999999995E-2,6.7131999999999997E-2,3.8270999999999999E-2,1.2513E-2,1.6136000000000001E-2,1.6771999999999999E-2,1.9993E-2,2.2845000000000001E-2,3.8781999999999997E-2,4.6949999999999999E-2,4.3679000000000003E-2,1.6891E-2,1.0526000000000001E-2,3.4297000000000001E-2,2.1977E-2,2.7289999999999998E-2,2.0743999999999999E-2,3.1061999999999999E-2,2.6332000000000001E-2,1.2244E-2,2.6339999999999999E-2,1.9411000000000001E-2,1.9074000000000001E-2,1.5454000000000001E-2,2.3687E-2,4.5564E-2,1.8962E-2,1.9212E-2,2.0081000000000002E-2,1.6945999999999999E-2,1.3079E-2,1.2427000000000001E-2,3.0918999999999999E-2,2.8441000000000001E-2,3.1393999999999998E-2,3.0352000000000001E-2,3.1454999999999997E-2,3.7708999999999999E-2,1.2770999999999999E-2,1.5308E-2,2.2112E-2,1.5368E-2,2.0656000000000001E-2,1.3527000000000001E-2,3.8080000000000003E-2,8.2584000000000005E-2,1.3228999999999999E-2,4.4184000000000001E-2,3.8165999999999999E-2,1.6334999999999999E-2,3.3987000000000003E-2,5.1616000000000002E-2,3.4111000000000002E-2,1.2349000000000001E-2,6.3006E-3,5.3428E-3,7.0797999999999998E-3,7.6499999999999997E-3,2.9510000000000002E-2,3.2592999999999997E-2,1.9245999999999999E-2,2.6001E-2,5.5664999999999999E-2,2.6473E-2,1.8065000000000001E-2,4.0936E-2,1.6504999999999999E-2,1.1162E-2,9.1958000000000005E-3,1.7285999999999999E-2,1.8853000000000002E-2,9.8109000000000002E-2,1.3577000000000001E-2,3.8691999999999997E-2,2.4309000000000001E-2,1.299E-2,3.236E-2,3.0535E-2,3.7561999999999998E-2,3.8529000000000001E-2,4.2227000000000001E-2,3.8254999999999997E-2,3.0609999999999998E-2,1.0862999999999999E-2,2.0857000000000001E-2,5.3059000000000002E-2,2.7489E-2,4.6635999999999997E-2,5.8630000000000002E-2,6.1766000000000001E-2,7.3298000000000002E-2,5.7113999999999998E-2,3.8227999999999998E-2,1.073E-2,1.668E-2,4.4686999999999998E-2,2.9065000000000001E-2,1.3499000000000001E-2,1.6511999999999999E-2,7.1713999999999996E-3,1.0722000000000001E-2,1.9286999999999999E-2,7.3892000000000003E-3,5.1326000000000002E-3,1.0383E-2,1.5162E-2,1.1121000000000001E-2,1.5554E-2,1.5145E-2,2.4822E-2,9.8817999999999996E-3,5.7083999999999998E-3,5.0612000000000001E-3,1.3191E-2,0.23561000000000001,0.31274999999999997,0.20774999999999999,0.30277999999999999,0.55471999999999999,0.66310999999999998,0.73643000000000003,6.3668283953445953E-3,0.81564000000000003,0.84243999999999997,0.86506000000000005,0.61799950457520958,6.4440000000000001E-3,3.3416000000000001E-2,5.4406999999999997E-2,0.10002,0.21848000000000001,0.38662000000000002,0.56611,0.72633999999999999,1,0,0.34925,0,0,9.7620486485539004E-6,2.5875251594698057E-5,1.3702265277970582E-5,3.5247532650828362E-5,1.8341575923841447E-5,3.7404508475447074E-5,3.8714784750482067E-5,4.2930609197355807E-5,4.4832660933025181E-5,5.6006418162724003E-5,6.6097782109864056E-5,4.8378347855759785E-5,6.721536919940263E-5,4.8820831580087543E-5,3.4550910640973598E-5,7.0777874498162419E-5,4.4259159039938822E-5,7.4283590947743505E-5,6.541985203512013E-5,3.2280775485560298E-5,4.0536531741963699E-5,7.099861977621913E-5,7.635311339981854E-5,7.739535067230463E-5,8.0062876804731786E-5,7.4875853897538036E-5,null,null,null,null,null,2.3519999999999999E-3,2.9910000000000002E-3,2.8999999999999998E-3,4.0140000000000002E-3,0,0,0,0,0,2.8999999999999998E-3,1.1000000000000001E-3,1.5795E-2,0]
[413,0.14188000000000001,0.10818,8.0062999999999995E-2,5.7265999999999997E-2,0.14882000000000001,0.10279000000000001,0.16261999999999999,0.10563,8.4487999999999994E-2,3.3492000000000001E-2,2.3476E-2,1.4767000000000001E-2,2.1715000000000002E-2,6.5494999999999998E-2,0.10598,7.7754000000000004E-2,6.0165999999999997E-2,8.8211999999999999E-2,5.2384E-2,0.15490000000000001,9.8284999999999997E-2,9.4458E-2,7.4768000000000001E-2,0.14358000000000001,9.2943999999999999E-2,0.15243000000000001,9.9902000000000005E-2,9.9299999999999999E-2,6.0187999999999998E-2,1.4687E-2,2.2745999999999999E-2,4.0280999999999997E-2,3.8953000000000002E-2,1.2095E-2,1.3016E-2,6.9914E-3,1.9238999999999999E-2,1.29E-2,1.2095E-2,2.0778999999999999E-2,2.3785000000000001E-2,1.3775000000000001E-2,3.1358999999999998E-2,2.9464000000000001E-2,2.2360999999999999E-2,3.7843000000000002E-2,2.8301E-2,9.9577999999999993E-3,1.7186E-2,2.2636E-2,3.0091E-2,1.0248999999999999E-2,6.3504E-3,3.7055999999999999E-3,1.3814E-2,1.6455999999999998E-2,1.4378E-2,3.1909E-2,2.8153999999999998E-2,5.5259999999999997E-2,4.9834999999999997E-2,0.15584000000000001,0.21629999999999999,0.10976,0.32806000000000002,0.38285999999999998,8.8110999999999995E-2,0.22548000000000001,0.34766999999999998,0.22187999999999999,0.29933999999999999,3.6205000000000001E-2,1.4583E-2,4.6933000000000002E-2,1.5387E-2,6.2191000000000003E-2,6.7269999999999996E-2,9.1999999999999998E-2,9.0324000000000002E-2,0.11514000000000001,7.2556999999999996E-2,6.6644999999999996E-2,6.5024999999999999E-2,7.3078000000000004E-2,6.0233000000000002E-2,6.9539000000000004E-2,4.4935999999999997E-2,6.5918000000000004E-2,0.23468,4.8268E-3,6.0606000000000002E-3,8.5019999999999991E-3,1.2751E-2,1.2145E-2,0.01,6.1224000000000001E-3,6.1853999999999998E-3,6.0000000000000001E-3,7.3666000000000001E-3,6.0606000000000002E-3,6.1853999999999998E-3,6.1853999999999998E-3,0.22231999999999999,0.53464999999999996,0,0,0,0,8.6660000000000003E-4,1.0717999999999999E-3,9.9909999999999999E-3,1.3048000000000001E-3,1.3288E-3,1.5022E-3,1.052E-3,1.5384000000000001E-3,4.774E-4,2.2379999999999999E-4,2.1599999999999999E-4,1.8320000000000001E-4,2.0344E-3,4.6021999999999999E-3,5.6858000000000004E-3,2.7940000000000002E-4,1.6119999999999999E-4,1.164E-4,1.4404000000000001E-3,1.5326000000000001E-3,3.7799999999999997E-5,1.98E-5,1.1800000000000001E-5,9.5999999999999996E-6,1.52E-5,1.8E-5,5.574E-4,1.1800000000000001E-5,5.7264000000000004E-3,6.1224000000000001E-3,6.1853999999999998E-3,0,0,6.7603999999999997E-3,3.7276000000000002E-3,6.0042000000000003E-3,2.6916000000000002E-3,6.5760000000000005E-4,8.1019999999999996E-4,6.1839999999999996E-4,7.0819999999999998E-4,5.798E-4,6.1660000000000003E-4,6.0899999999999995E-4,7.9779999999999998E-4,4.9739999999999995E-4,6.1618000000000003E-3,1.3760000000000001E-3,1.3515999999999999E-3,1.2072000000000001E-3,1.292E-3,1.0712E-3,1.238E-3,1.4778E-3,1.0678E-3,1.0332E-3,1.1701999999999999E-3,5.042E-4,6.3699999999999998E-4,1.0108000000000001E-3,1.7087000000000001E-2,1.6E-2,3.7508E-2,6.3508000000000002E-3,3.8416000000000001E-3,1.0248999999999999E-2,8.4614000000000009E-3,1.0566000000000001E-2,6.5714999999999996E-2,7.5588000000000002E-2,5.4677999999999997E-2,0.10619000000000001,7.5588000000000002E-2,4.2750999999999997E-2,1.3762999999999999E-2,1.7760000000000001E-2,1.8828999999999999E-2,2.3113999999999999E-2,2.5066999999999999E-2,4.4091999999999999E-2,5.4788000000000003E-2,5.0395000000000002E-2,1.9304999999999999E-2,1.2160000000000001E-2,3.7130999999999997E-2,2.3244999999999998E-2,3.2875000000000001E-2,2.3734000000000002E-2,3.5499000000000003E-2,3.0006000000000001E-2,1.5356E-2,3.0186999999999999E-2,2.2359E-2,2.1798000000000001E-2,1.7878999999999999E-2,2.6495999999999999E-2,5.1082000000000002E-2,2.1669999999999998E-2,2.2093000000000002E-2,2.2072000000000001E-2,1.9023000000000002E-2,1.5047E-2,1.4723E-2,3.3902000000000002E-2,3.2696000000000003E-2,3.4426999999999999E-2,3.3256000000000001E-2,3.4554000000000001E-2,4.5977999999999998E-2,1.4631999999999999E-2,1.7469999999999999E-2,2.4927999999999999E-2,1.7745E-2,2.4153999999999998E-2,1.5459000000000001E-2,4.3373000000000002E-2,9.3613000000000002E-2,1.3551000000000001E-2,5.2557E-2,4.4316000000000001E-2,1.8669000000000002E-2,3.8392999999999997E-2,6.0278999999999999E-2,3.7096999999999998E-2,1.3792E-2,7.2784E-3,6.2332000000000004E-3,8.0911999999999998E-3,8.7430000000000008E-3,3.449E-2,3.7333999999999999E-2,2.1995000000000001E-2,2.8663000000000001E-2,6.4106999999999997E-2,3.3058999999999998E-2,2.2825999999999999E-2,4.6783999999999999E-2,1.8703000000000001E-2,1.1117999999999999E-2,1.0345E-2,1.7589E-2,2.1545999999999999E-2,0.11742,1.5408E-2,4.4385000000000001E-2,2.6419999999999999E-2,1.4593E-2,3.6887000000000003E-2,3.5443000000000002E-2,4.4409999999999998E-2,4.6011999999999997E-2,5.0438999999999998E-2,4.5571E-2,3.6021999999999998E-2,1.2487E-2,2.4414000000000002E-2,5.8740000000000001E-2,3.1763E-2,5.3517000000000002E-2,6.8047999999999997E-2,7.2147000000000003E-2,8.5322999999999996E-2,6.4166000000000001E-2,4.4794E-2,1.1270000000000001E-2,1.9061999999999999E-2,5.1610999999999997E-2,3.2823999999999999E-2,1.5792E-2,1.8363999999999998E-2,7.9736000000000008E-3,1.2096000000000001E-2,2.1857999999999999E-2,8.3928000000000006E-3,5.7213999999999997E-3,1.1776999999999999E-2,1.5205E-2,1.1276E-2,1.6462000000000001E-2,1.8311000000000001E-2,3.0096999999999999E-2,1.2189999999999999E-2,6.9925999999999999E-3,6.2128000000000001E-3,1.4167000000000001E-2,0.25363000000000002,0.34025,0.23361000000000001,0.32272000000000001,0.55813000000000001,0.66601999999999995,0.73870999999999998,6.3782724868204051E-3,0.81677,0.84311999999999998,0.86536000000000002,0.62134444085651164,6.6410000000000002E-3,3.4147999999999998E-2,5.5460000000000002E-2,0.10163999999999999,0.22112999999999999,0.39012999999999998,0.56991000000000003,0.72984000000000004,1,0,0.30982999999999999,0,0,1.1374659152352251E-5,2.5986189939430915E-5,2.0678351575043052E-5,3.8549791497644037E-5,2.3259799490915611E-5,4.4691521907225251E-5,4.634611468645744E-5,5.0513339374447241E-5,5.3711504733655602E-5,6.7264532845001668E-5,7.6529358921106905E-5,5.4052572522778064E-5,8.0229707236867398E-5,5.35455001227092E-5,4.2193922126898542E-5,8.0987956607714295E-5,5.3755917178932577E-5,8.594914834247902E-5,7.3604678618721664E-5,3.8279875298030674E-5,4.8155339754885063E-5,7.8271543316077441E-5,8.7594169599469751E-5,9.115702414419502E-5,9.2765178123954684E-5,8.7476371845696121E-5,null,null,null,null,null,2.4659999999999999E-3,2.764E-3,4.1000000000000003E-3,4.0179999999999999E-3,0,0,0,0,0,4.5999999999999999E-3,2.2000000000000001E-3,1.6218E-2,0]
[414,0.14238999999999999,0.10755000000000001,7.8492999999999993E-2,5.4887999999999999E-2,0.14935999999999999,0.10199,0.16117000000000001,0.10340000000000001,8.1483E-2,3.5066E-2,2.4025000000000001E-2,1.4241999999999999E-2,2.1742000000000001E-2,6.6612000000000005E-2,0.10242999999999999,7.5705999999999996E-2,5.5606999999999997E-2,8.473E-2,5.4029000000000001E-2,0.15234,9.9970000000000003E-2,9.2143000000000003E-2,7.6539999999999997E-2,0.14232,9.536E-2,0.15062,0.10231,9.5999000000000001E-2,6.1233999999999997E-2,1.5419E-2,2.4239E-2,4.2761E-2,4.2039E-2,1.0769000000000001E-2,1.3646999999999999E-2,7.7171999999999996E-3,1.8342000000000001E-2,1.3988E-2,1.3356E-2,2.0309000000000001E-2,2.5801000000000001E-2,1.5207E-2,3.2097000000000001E-2,3.2168000000000002E-2,2.4709999999999999E-2,3.9696000000000002E-2,3.1364999999999997E-2,1.0970000000000001E-2,1.8637000000000001E-2,2.4664999999999999E-2,3.2876000000000002E-2,9.2682000000000007E-3,4.8482000000000004E-3,1.8527999999999999E-3,1.3301E-2,1.6792999999999999E-2,1.4799E-2,3.3012E-2,2.8289000000000002E-2,5.7237000000000003E-2,5.1678000000000002E-2,0.15584000000000001,0.22617000000000001,0.10976,0.34684999999999999,0.40571000000000002,0.10075000000000001,0.2326,0.36121999999999999,0.22758999999999999,0.31608999999999998,3.0609000000000001E-2,1.3625E-2,3.8195E-2,1.4089000000000001E-2,6.4663999999999999E-2,6.8815000000000001E-2,9.6000000000000002E-2,9.2188999999999993E-2,0.11763,7.3985999999999996E-2,6.8416000000000005E-2,6.7900000000000002E-2,7.4369000000000005E-2,6.1316000000000002E-2,7.1062E-2,4.6202E-2,6.7150000000000001E-2,0.23802999999999999,5.3633999999999999E-3,8.0808000000000008E-3,9.3360000000000005E-3,1.4309000000000001E-2,1.3629E-2,0.01,8.1632000000000007E-3,8.2471999999999997E-3,8.0000000000000002E-3,7.9208000000000004E-3,8.0808000000000008E-3,8.2471999999999997E-3,8.2471999999999997E-3,0.20585000000000001,0.46673999999999999,0,0,0,0,9.4879999999999997E-4,1.1854000000000001E-3,1.0208E-2,1.5444E-3,1.5644000000000001E-3,1.7685999999999999E-3,1.245E-3,1.6211999999999999E-3,5.6919999999999996E-4,2.6939999999999999E-4,2.5999999999999998E-4,2.206E-4,2.4282000000000001E-3,4.9056000000000004E-3,6.1533999999999998E-3,3.3720000000000001E-4,1.9459999999999999E-4,1.4119999999999999E-4,1.6961999999999999E-3,1.4067999999999999E-3,4.6400000000000003E-5,2.44E-5,1.4399999999999999E-5,1.1800000000000001E-5,1.8600000000000001E-5,2.1999999999999999E-5,5.7919999999999998E-4,1.4399999999999999E-5,6.5472000000000004E-3,8.1632000000000007E-3,8.2471999999999997E-3,0,0,7.7721999999999999E-3,4.3398000000000004E-3,6.7416000000000004E-3,3.0798000000000002E-3,7.1779999999999999E-4,9.1759999999999997E-4,7.1520000000000004E-4,7.626E-4,6.6339999999999997E-4,6.648E-4,7.0799999999999997E-4,8.4639999999999997E-4,5.1519999999999995E-4,7.0163999999999999E-3,1.5150000000000001E-3,1.4848000000000001E-3,1.3466000000000001E-3,1.426E-3,1.1965999999999999E-3,1.351E-3,1.6164E-3,1.1804000000000001E-3,1.1256E-3,1.3986000000000001E-3,6.0260000000000001E-4,6.0899999999999995E-4,1.0554E-3,1.8456E-2,1.7999999999999999E-2,4.1308999999999998E-2,7.1123999999999996E-3,4.3867999999999997E-3,1.1592E-2,9.2651999999999995E-3,1.2496E-2,7.5856000000000007E-2,8.4043000000000007E-2,6.0788000000000002E-2,0.11884,8.4043000000000007E-2,4.7232000000000003E-2,1.5013E-2,1.9383000000000001E-2,2.0885999999999998E-2,2.6235999999999999E-2,2.7289000000000001E-2,4.9403000000000002E-2,6.2625E-2,5.7110000000000001E-2,2.1718000000000001E-2,1.3793E-2,3.9965000000000001E-2,2.4514000000000001E-2,3.8459E-2,2.6724999999999999E-2,3.9937E-2,3.3681000000000003E-2,1.8467000000000001E-2,3.4033000000000001E-2,2.5308000000000001E-2,2.4523E-2,2.0303000000000002E-2,2.9305000000000001E-2,5.6598999999999997E-2,2.4379000000000001E-2,2.4974E-2,2.4062E-2,2.1100000000000001E-2,1.7014000000000001E-2,1.702E-2,3.6886000000000002E-2,3.6951999999999999E-2,3.7461000000000001E-2,3.6160999999999999E-2,3.7651999999999998E-2,5.4247999999999998E-2,1.6494000000000002E-2,1.9630999999999999E-2,2.7744000000000001E-2,2.0121E-2,2.7653E-2,1.7392000000000001E-2,4.8665E-2,0.10464,1.3873E-2,6.0929999999999998E-2,5.0465999999999997E-2,2.1002E-2,4.2798999999999997E-2,6.8943000000000004E-2,4.0084000000000002E-2,1.5236E-2,8.2562E-3,7.1235999999999999E-3,9.1026000000000006E-3,9.8359999999999993E-3,3.9468999999999997E-2,4.2074E-2,2.4745E-2,3.1326E-2,7.2548000000000001E-2,3.9646000000000001E-2,2.7585999999999999E-2,5.2631999999999998E-2,2.0899999999999998E-2,1.1075E-2,1.1495E-2,1.7892999999999999E-2,2.4240000000000001E-2,0.13672999999999999,1.7238E-2,5.0077000000000003E-2,2.8531999999999998E-2,1.6195000000000001E-2,4.1413999999999999E-2,4.0350999999999998E-2,5.1258999999999999E-2,5.3494E-2,5.8650000000000001E-2,5.2887999999999998E-2,4.1435E-2,1.4112E-2,2.7970999999999999E-2,6.4420000000000005E-2,3.6037E-2,6.0396999999999999E-2,7.7466999999999994E-2,8.2529000000000005E-2,9.7349000000000005E-2,7.1218000000000004E-2,5.1360999999999997E-2,1.1809E-2,2.1444999999999999E-2,5.8535999999999998E-2,3.6582000000000003E-2,1.8086000000000001E-2,2.0216999999999999E-2,8.7758000000000003E-3,1.3469E-2,2.4427999999999998E-2,9.3963999999999992E-3,6.3102000000000002E-3,1.3172E-2,1.5249E-2,1.1431999999999999E-2,1.7371000000000001E-2,2.1475999999999999E-2,3.5373000000000002E-2,1.4499E-2,8.2768000000000008E-3,7.3644000000000001E-3,1.5141999999999999E-2,0.27165,0.36774000000000001,0.25946999999999998,0.34266000000000002,0.56154999999999999,0.66891999999999996,0.74097999999999997,6.3890307886352166E-3,0.81789999999999996,0.84379999999999999,0.86567000000000005,0.62467916230995124,6.8380000000000003E-3,3.4881000000000002E-2,5.6514000000000002E-2,0.10326,0.22377,0.39362999999999998,0.57369999999999999,0.73333999999999999,1,0,0.27040999999999998,0,0,1.3569090697274078E-5,2.6429868739796802E-5,2.8753165679518133E-5,4.1898296331055462E-5,2.9700519007747062E-5,5.2145318477414548E-5,5.5450080253649503E-5,5.86497008043807E-5,6.4280917285941541E-5,7.9351324529852718E-5,8.7787921074777842E-5,5.9806920035043731E-5,9.5549999969080091E-5,5.8341207477496937E-5,5.1377777708694339E-5,9.2146743554621935E-5,6.5152838942594826E-5,9.9271499493625015E-5,8.3330727647989988E-5,4.4282220187596977E-5,5.812386007164605E-5,8.5857398516964167E-5,1.0007160744862631E-4,1.0656163067324087E-4,1.0718965495470911E-4,1.0133945033885539E-4,null,null,null,null,null,2.5430000000000001E-3,2.5739999999999999E-3,4.8999999999999998E-3,4.0229999999999997E-3,0,0,0,0,0,6.0000000000000001E-3,1.9E-3,1.6669E-2,0]
[415,0.14288999999999999,0.10692,7.6923000000000005E-2,5.2510000000000001E-2,0.14990000000000001,0.1012,0.15972,0.10117,7.8478999999999993E-2,3.6639999999999999E-2,2.4573999999999999E-2,1.3717E-2,2.1767999999999999E-2,6.7728999999999998E-2,9.8877000000000007E-2,7.3657E-2,5.1048000000000003E-2,8.1247E-2,5.5673E-2,0.14978,0.10166,8.9829000000000006E-2,7.8312999999999994E-2,0.14107,9.7776000000000002E-2,0.14879999999999999,0.10471999999999999,9.2699000000000004E-2,6.2280000000000002E-2,1.6150999999999999E-2,2.5731E-2,4.5241000000000003E-2,4.5123999999999997E-2,9.4420000000000007E-3,1.4278000000000001E-2,8.4430000000000009E-3,1.7444999999999999E-2,1.5077E-2,1.4618000000000001E-2,1.9838000000000001E-2,2.7817000000000001E-2,1.6639999999999999E-2,3.2835000000000003E-2,3.4872E-2,2.7057999999999999E-2,4.1549999999999997E-2,3.4429000000000001E-2,1.1983000000000001E-2,2.0088000000000002E-2,2.6693999999999999E-2,3.5660999999999998E-2,8.2869999999999992E-3,3.346E-3,0,1.2787E-2,1.7129999999999999E-2,1.5219E-2,3.4114999999999999E-2,2.8424000000000001E-2,5.9214000000000003E-2,5.3520999999999999E-2,0.15584000000000001,0.23602999999999999,0.10976,0.36563000000000001,0.42857000000000001,0.1134,0.23971999999999999,0.37478,0.23330999999999999,0.33284999999999998,2.5013000000000001E-2,1.2668E-2,2.9456E-2,1.2791E-2,6.7138000000000003E-2,7.0359000000000005E-2,0.1,9.4052999999999998E-2,0.12013,7.5415999999999997E-2,7.0186999999999999E-2,7.0775000000000005E-2,7.5661000000000006E-2,6.2399000000000003E-2,7.2584999999999997E-2,4.7468000000000003E-2,6.8380999999999997E-2,0.24138000000000001,5.8999999999999999E-3,1.0101000000000001E-2,1.017E-2,1.5866999999999999E-2,1.5113E-2,0.01,1.0204E-2,1.0309E-2,0.01,8.4749999999999999E-3,1.0101000000000001E-2,1.0309E-2,1.0309E-2,0.18937000000000001,0.39883000000000002,0,0,0,0,1.031E-3,1.299E-3,1.0425E-2,1.784E-3,1.8E-3,2.0349999999999999E-3,1.438E-3,1.704E-3,6.6100000000000002E-4,3.1500000000000001E-4,3.0400000000000002E-4,2.5799999999999998E-4,2.8219999999999999E-3,5.2090000000000001E-3,6.6210000000000001E-3,3.9500000000000001E-4,2.2800000000000001E-4,1.66E-4,1.952E-3,1.281E-3,5.5000000000000002E-5,2.9E-5,1.7E-5,1.4E-5,2.1999999999999999E-5,2.5999999999999998E-5,6.0099999999999997E-4,1.7E-5,7.3680000000000004E-3,1.0204E-2,1.0309E-2,0,0,8.7840000000000001E-3,4.9519999999999998E-3,7.4790000000000004E-3,3.4680000000000002E-3,7.7800000000000005E-4,1.0250000000000001E-3,8.12E-4,8.1700000000000002E-4,7.4700000000000005E-4,7.1299999999999998E-4,8.0699999999999999E-4,8.9499999999999996E-4,5.3300000000000005E-4,7.8709999999999995E-3,1.6540000000000001E-3,1.6180000000000001E-3,1.4859999999999999E-3,1.56E-3,1.322E-3,1.464E-3,1.755E-3,1.2930000000000001E-3,1.2179999999999999E-3,1.627E-3,7.0100000000000002E-4,5.8100000000000003E-4,1.1000000000000001E-3,1.9826E-2,0.02,4.5109999999999997E-2,7.8740000000000008E-3,4.9319999999999998E-3,1.2935E-2,1.0069E-2,1.4425E-2,8.5997000000000004E-2,9.2498999999999998E-2,6.6899E-2,0.13150000000000001,9.2498999999999998E-2,5.1712000000000001E-2,1.6263E-2,2.1007000000000001E-2,2.2943000000000002E-2,2.9357000000000001E-2,2.9510999999999999E-2,5.4712999999999998E-2,7.0462999999999998E-2,6.3825999999999994E-2,2.4131E-2,1.5426E-2,4.2798999999999997E-2,2.5783E-2,4.4042999999999999E-2,2.9714999999999998E-2,4.4373999999999997E-2,3.7354999999999999E-2,2.1578E-2,3.7879000000000003E-2,2.8256E-2,2.7248000000000001E-2,2.2727000000000001E-2,3.2113999999999997E-2,6.2116999999999999E-2,2.7088000000000001E-2,2.7855000000000001E-2,2.6051999999999999E-2,2.3177E-2,1.8981999999999999E-2,1.9317000000000001E-2,3.9869000000000002E-2,4.1207000000000001E-2,4.0494000000000002E-2,3.9065000000000003E-2,4.0750000000000001E-2,6.2518000000000004E-2,1.8356000000000001E-2,2.1793E-2,3.056E-2,2.2497E-2,3.1151000000000002E-2,1.9324000000000001E-2,5.3957999999999999E-2,0.11567,1.4194999999999999E-2,6.9303000000000003E-2,5.6616E-2,2.3335999999999999E-2,4.7204999999999997E-2,7.7606999999999995E-2,4.3070999999999998E-2,1.668E-2,9.2339999999999992E-3,8.0140000000000003E-3,1.0114E-2,1.0928999999999999E-2,4.4448000000000001E-2,4.6815000000000002E-2,2.7494000000000001E-2,3.3987999999999997E-2,8.0989000000000005E-2,4.6232000000000002E-2,3.2347000000000001E-2,5.8479999999999997E-2,2.3096999999999999E-2,1.1030999999999999E-2,1.2644000000000001E-2,1.8197000000000001E-2,2.6932999999999999E-2,0.15604000000000001,1.9068999999999999E-2,5.5768999999999999E-2,3.0644000000000001E-2,1.7798000000000001E-2,4.5941000000000003E-2,4.5259000000000001E-2,5.8108E-2,6.0976000000000002E-2,6.6862000000000005E-2,6.0204000000000001E-2,4.6848000000000001E-2,1.5736E-2,3.1528E-2,7.0100999999999997E-2,4.0311E-2,6.7278000000000004E-2,8.6885000000000004E-2,9.2910999999999994E-2,0.10938000000000001,7.8270000000000006E-2,5.7928E-2,1.2348E-2,2.3827999999999998E-2,6.5461000000000005E-2,4.0341000000000002E-2,2.0379999999999999E-2,2.2068999999999998E-2,9.5779999999999997E-3,1.4841999999999999E-2,2.6998999999999999E-2,1.04E-2,6.8989999999999998E-3,1.4567E-2,1.5292999999999999E-2,1.1587999999999999E-2,1.8280000000000001E-2,2.4641E-2,4.0647999999999997E-2,1.6806999999999999E-2,9.5610000000000001E-3,8.5159999999999993E-3,1.6116999999999999E-2,0.28966999999999998,0.39523999999999998,0.28533999999999998,0.36259999999999998,0.56496999999999997,0.67183000000000004,0.74324999999999997,6.4011606697720368E-3,0.81903000000000004,0.84448999999999996,0.86597000000000002,0.62800360474408801,7.0349999999999996E-3,3.5612999999999999E-2,5.7568000000000001E-2,0.10488,0.22642000000000001,0.39712999999999998,0.57748999999999995,0.73684000000000005,1,0,0.23099,0,0,1.6617845176369883E-5,2.8383252356434241E-5,3.7446181522682309E-5,4.5670058170799166E-5,3.8301848690025508E-5,5.9169782616663724E-5,6.6795335442293435E-5,6.7146102082915604E-5,7.6994358096271753E-5,9.1819783847313374E-5,9.9928765848744661E-5,6.6385495301801711E-5,1.1330657434882596E-4,6.3217921706382185E-5,6.2618470110464841E-5,1.0453813592903316E-4,7.8854180173948407E-5,1.1444539995864034E-4,9.5455325208604336E-5,4.9996466259472072E-5,7.1563656092621386E-5,9.394948574481532E-5,1.1419025395298377E-4,1.2380696716718376E-4,1.2361898552626371E-4,1.1699972674250603E-4,null,null,null,null,null,2.5720000000000001E-3,2.4940000000000001E-3,5.7000000000000002E-3,4.0299999999999997E-3,0,0,0,0,0,8.3000000000000001E-3,1.6999999999999999E-3,1.7065E-2,0]
[416,0.14641999999999999,0.10949,7.8681000000000001E-2,5.3633E-2,0.15353,0.10353,0.16270999999999999,0.10358000000000001,8.0318000000000001E-2,3.9462999999999998E-2,2.6414E-2,1.4126E-2,2.1319000000000001E-2,6.8459999999999993E-2,0.1013,7.7876000000000001E-2,5.2309000000000001E-2,8.3137000000000003E-2,5.7192E-2,0.15273999999999999,0.10355,9.2077000000000006E-2,8.0204999999999999E-2,0.14446000000000001,9.9751000000000006E-2,0.15251000000000001,0.10730000000000001,9.4566999999999998E-2,6.3420000000000004E-2,1.6858000000000001E-2,2.6627000000000001E-2,4.7856999999999997E-2,4.8000000000000001E-2,9.8317999999999999E-3,1.4834E-2,8.6724000000000002E-3,1.8728999999999999E-2,1.5872000000000001E-2,1.5547E-2,2.1441000000000002E-2,2.9758E-2,1.7860000000000001E-2,3.6151999999999997E-2,3.7687999999999999E-2,2.9700000000000001E-2,4.5949999999999998E-2,3.8019999999999998E-2,1.2422000000000001E-2,2.0671999999999999E-2,2.8414999999999999E-2,3.8627000000000002E-2,9.1242000000000007E-3,3.6838000000000001E-3,0,1.4079E-2,1.7564E-2,1.5565000000000001E-2,3.5236999999999997E-2,3.0023999999999999E-2,6.1683000000000002E-2,5.6072999999999998E-2,0.17402999999999999,0.24893000000000001,0.10976,0.37369000000000002,0.43429000000000001,0.10069,0.25120999999999999,0.38185000000000002,0.24762999999999999,0.33976000000000001,2.5316000000000002E-2,1.2675000000000001E-2,3.0258E-2,1.3448999999999999E-2,6.9611000000000006E-2,7.1401000000000006E-2,0.104,9.6062999999999996E-2,0.12289,7.6732999999999996E-2,7.1368000000000001E-2,7.3027999999999996E-2,7.6921000000000003E-2,6.3538999999999998E-2,7.4092000000000005E-2,4.9367000000000001E-2,6.9602999999999998E-2,0.24453,8.7121999999999998E-3,1.0101000000000001E-2,1.2558E-2,1.9498999999999999E-2,1.8572000000000002E-2,1.2E-2,1.0204E-2,1.2371E-2,1.2E-2,9.4508000000000005E-3,1.6161999999999999E-2,1.2371E-2,1.4433E-2,0.17706,0.36947999999999998,2.0202000000000002E-3,2.0617999999999999E-3,0,2.0617999999999999E-3,1.1034E-3,1.4346000000000001E-3,1.0581E-2,2.385E-3,2.3594000000000002E-3,2.6673999999999999E-3,1.9227999999999999E-3,1.9066E-3,9.1120000000000003E-4,4.5239999999999999E-4,4.3800000000000002E-4,3.7120000000000002E-4,3.2612000000000001E-3,5.6629999999999996E-3,7.2164000000000004E-3,5.7580000000000001E-4,3.3399999999999999E-4,2.4719999999999999E-4,1.7807999999999999E-3,1.3680000000000001E-3,8.6799999999999996E-5,4.6600000000000001E-5,2.76E-5,2.2799999999999999E-5,3.5200000000000002E-5,4.1999999999999998E-5,6.4380000000000004E-4,2.76E-5,8.8427999999999996E-3,1.4286E-2,1.2371E-2,2.0202000000000002E-3,2.0834E-3,1.0688E-2,6.2503999999999997E-3,9.4681999999999995E-3,4.4884E-3,9.8499999999999998E-4,1.2053999999999999E-3,9.8219999999999991E-4,1.0092E-3,9.2860000000000002E-4,8.6680000000000004E-4,9.9099999999999991E-4,1.09E-3,6.9220000000000002E-4,1.0076E-2,2.0822000000000002E-3,2.0202000000000002E-3,1.846E-3,1.931E-3,1.6716000000000001E-3,1.8282000000000001E-3,2.1748000000000002E-3,1.6174E-3,1.5254000000000001E-3,2.2652000000000002E-3,9.7440000000000005E-4,6.2180000000000004E-4,1.2241999999999999E-3,2.2185E-2,2.5999999999999999E-2,5.4095999999999998E-2,9.8320000000000005E-3,5.9271999999999997E-3,1.5654000000000001E-2,1.1705999999999999E-2,1.8321E-2,0.10675,0.10771,7.7770000000000006E-2,0.15676999999999999,0.10771,6.0086000000000001E-2,1.8290000000000001E-2,2.3805E-2,2.7057000000000001E-2,3.56E-2,3.1732999999999997E-2,6.0024000000000001E-2,7.8300999999999996E-2,7.0541999999999994E-2,2.9099E-2,1.8693000000000001E-2,4.8738999999999998E-2,2.7993000000000001E-2,5.4493E-2,3.2704999999999998E-2,5.2932E-2,4.4457999999999998E-2,2.5794999999999998E-2,4.5571E-2,3.3661000000000003E-2,3.2697999999999998E-2,2.7576E-2,3.7830000000000003E-2,7.1943999999999994E-2,3.2506E-2,3.3558999999999999E-2,3.0103999999999999E-2,2.5253999999999999E-2,2.4804E-2,2.1829999999999999E-2,4.5616999999999998E-2,5.0147999999999998E-2,4.6323000000000003E-2,4.4792999999999999E-2,4.6760000000000003E-2,7.8888E-2,2.1850999999999999E-2,2.5679E-2,3.5999999999999997E-2,2.4872999999999999E-2,3.4648999999999999E-2,2.3671999999999999E-2,6.4711000000000005E-2,0.13511000000000001,1.4517E-2,7.7675999999999995E-2,6.2766000000000002E-2,2.8209000000000001E-2,5.4258000000000001E-2,8.6271E-2,4.9117000000000001E-2,1.8124000000000001E-2,1.1188999999999999E-2,9.6168E-3,1.2200000000000001E-2,1.3214E-2,4.9426999999999999E-2,5.1555999999999998E-2,3.2737000000000002E-2,3.7520999999999999E-2,9.6273999999999998E-2,5.2817999999999997E-2,3.7107000000000001E-2,6.9591E-2,2.7411999999999999E-2,1.0987E-2,1.5173000000000001E-2,1.9032E-2,3.2818E-2,0.17535999999999999,2.2578000000000001E-2,6.7383999999999999E-2,3.4948E-2,2.0362000000000002E-2,5.3795999999999997E-2,5.0167000000000003E-2,6.4957000000000001E-2,6.8458000000000005E-2,7.5074000000000002E-2,6.7519999999999997E-2,5.2261000000000002E-2,1.8984999999999998E-2,3.9773999999999997E-2,8.1198000000000006E-2,4.8859E-2,8.0581E-2,0.10582,0.1138,0.13131000000000001,9.2233999999999997E-2,6.4494999999999997E-2,1.2886999999999999E-2,2.8753000000000001E-2,7.4928999999999996E-2,4.8133000000000002E-2,2.4386000000000001E-2,2.6276000000000001E-2,1.1013E-2,1.7458999999999999E-2,3.1869000000000001E-2,1.2883E-2,8.5155999999999999E-3,1.7944000000000002E-2,1.8099000000000001E-2,1.2179000000000001E-2,1.9966000000000001E-2,3.1947999999999997E-2,5.2344000000000002E-2,2.2120000000000001E-2,1.2815999999999999E-2,1.1443E-2,1.7912000000000001E-2,0.29164000000000001,0.40228000000000003,0.28866999999999998,0.36,0.56838999999999995,0.67473000000000005,0.74551999999999996,6.4168223639074181E-3,0.82016,0.84516999999999998,0.86626999999999998,0.6313177058590238,7.2570000000000004E-3,3.6402999999999998E-2,5.8689999999999999E-2,0.10657,0.22911999999999999,0.40065000000000001,0.58123000000000002,0.74024000000000001,1,0,0.22262999999999999,0,0,2.0741390471812338E-5,3.2786701922304928E-5,4.6389861381612718E-5,5.0169004680356011E-5,4.9592697905609384E-5,6.5262356656603515E-5,8.1048608990386128E-5,7.5879623182117939E-5,9.2283946287352592E-5,1.0441183985676616E-4,1.1303188512101769E-4,7.4339273851364851E-5,1.3365951599553227E-4,6.8200512032490224E-5,7.638567331014201E-5,1.1839820217574015E-4,9.5255214546341449E-5,1.3166925054974854E-4,1.1070150503655896E-4,5.5233162129297853E-5,8.9409259089734405E-5,1.0276135435560718E-4,1.3030481932219118E-4,1.4314842701423913E-4,1.4229764929041266E-4,1.3488599506672472E-4,null,null,null,null,null,2.5200000000000001E-3,2.506E-3,6.3E-3,4.0410000000000003E-3,0,0,0,0,0,9.7999999999999997E-3,3.8999999999999998E-3,1.7388000000000001E-2,0]
[417,0.14993999999999999,0.11206000000000001,8.0438999999999997E-2,5.4755999999999999E-2,0.15715999999999999,0.10586,0.16569999999999999,0.10598,8.2157999999999995E-2,4.2285000000000003E-2,2.8254000000000001E-2,1.4534E-2,2.0871000000000001E-2,6.9191000000000003E-2,0.10373,8.2095000000000001E-2,5.3571000000000001E-2,8.5028000000000006E-2,5.8710999999999999E-2,0.15570999999999999,0.10544000000000001,9.4324000000000005E-2,8.2097000000000003E-2,0.14785000000000001,0.10173,0.15622,0.10988000000000001,9.6435000000000007E-2,6.4559000000000005E-2,1.7565000000000001E-2,2.7522000000000001E-2,5.0472999999999997E-2,5.0875999999999998E-2,1.0222E-2,1.5389999999999999E-2,8.9017999999999996E-3,2.0013E-2,1.6667000000000001E-2,1.6476000000000001E-2,2.3043999999999999E-2,3.1697999999999997E-2,1.9078999999999999E-2,3.9468999999999997E-2,4.0503999999999998E-2,3.2341000000000002E-2,5.0349999999999999E-2,4.1610000000000001E-2,1.2860999999999999E-2,2.1256000000000001E-2,3.0137000000000001E-2,4.1593999999999999E-2,9.9614000000000005E-3,4.0216000000000002E-3,0,1.537E-2,1.7998E-2,1.5910000000000001E-2,3.6359000000000002E-2,3.1622999999999998E-2,6.4151E-2,5.8624999999999997E-2,0.19220999999999999,0.26184000000000002,0.10976,0.38174000000000002,0.44,8.7981000000000004E-2,0.26271,0.38891999999999999,0.26194000000000001,0.34667999999999999,2.5618999999999999E-2,1.2681E-2,3.1059E-2,1.4106E-2,7.2084999999999996E-2,7.2442999999999994E-2,0.108,9.8072999999999994E-2,0.12565000000000001,7.8048999999999993E-2,7.2549000000000002E-2,7.5281000000000001E-2,7.8179999999999999E-2,6.4679E-2,7.5599E-2,5.1265999999999999E-2,7.0824999999999999E-2,0.24768000000000001,1.1524E-2,1.0101000000000001E-2,1.4945999999999999E-2,2.3130999999999999E-2,2.2030999999999999E-2,1.4E-2,1.0204E-2,1.4433E-2,1.4E-2,1.0427000000000001E-2,2.2221999999999999E-2,1.4433E-2,1.8557000000000001E-2,0.16474,0.34012999999999999,4.0404000000000004E-3,4.1235999999999998E-3,0,4.1235999999999998E-3,1.1758000000000001E-3,1.5701999999999999E-3,1.0737E-2,2.9859999999999999E-3,2.9188E-3,3.2997999999999999E-3,2.4076000000000002E-3,2.1091999999999999E-3,1.1613999999999999E-3,5.8980000000000002E-4,5.7200000000000003E-4,4.8440000000000001E-4,3.7004E-3,6.117E-3,7.8117999999999998E-3,7.5659999999999996E-4,4.4000000000000002E-4,3.2840000000000001E-4,1.6096000000000001E-3,1.4549999999999999E-3,1.186E-4,6.4200000000000002E-5,3.82E-5,3.1600000000000002E-5,4.8399999999999997E-5,5.8E-5,6.8659999999999999E-4,3.82E-5,1.0318000000000001E-2,1.8367000000000001E-2,1.4433E-2,4.0404000000000004E-3,4.1668E-3,1.2593E-2,7.5487999999999996E-3,1.1457E-2,5.5088000000000003E-3,1.1919999999999999E-3,1.3858E-3,1.1524E-3,1.2014E-3,1.1102E-3,1.0206E-3,1.175E-3,1.2849999999999999E-3,8.5139999999999999E-4,1.2281E-2,2.5103999999999999E-3,2.4223999999999999E-3,2.2060000000000001E-3,2.3019999999999998E-3,2.0211999999999999E-3,2.1924000000000002E-3,2.5945999999999999E-3,1.9418E-3,1.8328000000000001E-3,2.9034E-3,1.2478000000000001E-3,6.6259999999999995E-4,1.3484E-3,2.4544E-2,3.2000000000000001E-2,6.3080999999999998E-2,1.179E-2,6.9224000000000004E-3,1.8371999999999999E-2,1.3344E-2,2.2218000000000002E-2,0.1275,0.12292,8.8640999999999998E-2,0.18204999999999999,0.12292,6.8459999999999993E-2,2.0317000000000002E-2,2.6603000000000002E-2,3.1171000000000001E-2,4.1842999999999998E-2,3.3954999999999999E-2,6.5334000000000003E-2,8.6138000000000006E-2,7.7257000000000006E-2,3.4067E-2,2.196E-2,5.4677999999999997E-2,3.0203000000000001E-2,6.4943000000000001E-2,3.5695999999999999E-2,6.1490000000000003E-2,5.1561999999999997E-2,3.0010999999999999E-2,5.3262999999999998E-2,3.9066999999999998E-2,3.8147E-2,3.2424000000000001E-2,4.3547000000000002E-2,8.1770999999999996E-2,3.7922999999999998E-2,3.9264E-2,3.4157E-2,2.7331000000000001E-2,3.0626E-2,2.4341999999999999E-2,5.1364E-2,5.9089999999999997E-2,5.2151000000000003E-2,5.0521000000000003E-2,5.2769999999999997E-2,9.5257999999999995E-2,2.5347000000000001E-2,2.9565000000000001E-2,4.1439999999999998E-2,2.7248999999999999E-2,3.8148000000000001E-2,2.802E-2,7.5463000000000002E-2,0.15454000000000001,1.4839E-2,8.6049E-2,6.8916000000000005E-2,3.3082E-2,6.1310999999999997E-2,9.4934000000000004E-2,5.5162999999999997E-2,1.9567000000000001E-2,1.3145E-2,1.1220000000000001E-2,1.4286E-2,1.5499000000000001E-2,5.4406999999999997E-2,5.6295999999999999E-2,3.798E-2,4.1054E-2,0.11156000000000001,5.9404999999999999E-2,4.1868000000000002E-2,8.0701999999999996E-2,3.1726999999999998E-2,1.0943E-2,1.7701000000000001E-2,1.9866999999999999E-2,3.8703000000000001E-2,0.19467000000000001,2.6086999999999999E-2,7.9000000000000001E-2,3.9252000000000002E-2,2.2926999999999999E-2,6.1650999999999997E-2,5.5074999999999999E-2,7.1805999999999995E-2,7.5939999999999994E-2,8.3284999999999998E-2,7.4837000000000001E-2,5.7674000000000003E-2,2.2234E-2,4.802E-2,9.2294000000000001E-2,5.7407E-2,9.3883999999999995E-2,0.12475,0.13467999999999999,0.15325,0.1062,7.1060999999999999E-2,1.3426E-2,3.3676999999999999E-2,8.4398000000000001E-2,5.5925999999999997E-2,2.8392000000000001E-2,3.0483E-2,1.2448000000000001E-2,2.0076E-2,3.6738E-2,1.5365999999999999E-2,1.0132E-2,2.1321E-2,2.0906000000000001E-2,1.2769000000000001E-2,2.1652000000000001E-2,3.9254999999999998E-2,6.404E-2,2.7432999999999999E-2,1.6070000000000001E-2,1.4370000000000001E-2,1.9706999999999999E-2,0.29360999999999998,0.40932000000000002,0.29200999999999999,0.3574,0.57181000000000004,0.67762999999999995,0.74780000000000002,6.4346442917130623E-3,0.82130000000000003,0.84584999999999999,0.86656999999999995,0.63462140523036381,7.4790000000000004E-3,3.7192999999999997E-2,5.9811999999999997E-2,0.10827000000000001,0.23183000000000001,0.40416999999999997,0.58498000000000006,0.74363000000000001,1,0,0.21426000000000001,0,0,2.5584256945876405E-5,3.7961563066346571E-5,5.6467259128112346E-5,5.4890217143110931E-5,6.2893181166145951E-5,7.0955982664600015E-5,9.7748335974756628E-5,8.5509789641946554E-5,1.1034543422283605E-4,1.1896069190697744E-4,1.2745049025397748E-4,8.2081554864998907E-5,1.5709830040577799E-4,7.347885548369959E-5,9.2636546469293535E-5,1.3343355385586619E-4,1.1465189163573086E-4,1.5118166629690677E-4,1.2830544437747449E-4,6.0930771724088117E-5,1.1052512854803354E-4,1.1273079144302756E-4,1.4821522927377373E-4,1.654791267355904E-4,1.6304723976645619E-4,1.5425551100634038E-4,null,null,null,null,null,2.3960000000000001E-3,2.5360000000000001E-3,8.0999999999999996E-3,4.0549999999999996E-3,0,0,0,0,0,1.0699999999999999E-2,2E-3,1.7693E-2,0]
[418,0.15347,0.11464000000000001,8.2197999999999993E-2,5.5877999999999997E-2,0.1608,0.10818999999999999,0.16869000000000001,0.10839,8.3997000000000002E-2,4.5108000000000002E-2,3.0093000000000002E-2,1.4943E-2,2.0421999999999999E-2,6.9922999999999999E-2,0.10614999999999999,8.6314000000000002E-2,5.4831999999999999E-2,8.6917999999999995E-2,6.0229999999999999E-2,0.15867000000000001,0.10734,9.6572000000000005E-2,8.3987999999999993E-2,0.15124000000000001,0.1037,0.15992999999999999,0.11246,9.8302E-2,6.5698999999999994E-2,1.8270999999999999E-2,2.8417999999999999E-2,5.3088999999999997E-2,5.3752000000000001E-2,1.0611000000000001E-2,1.5946999999999999E-2,9.1312000000000008E-3,2.1298000000000001E-2,1.7461000000000001E-2,1.7406000000000001E-2,2.4648E-2,3.3639000000000002E-2,2.0299000000000001E-2,4.2785999999999998E-2,4.3319000000000003E-2,3.4983E-2,5.4751000000000001E-2,4.5200999999999998E-2,1.3299E-2,2.1840999999999999E-2,3.1857999999999997E-2,4.4560000000000002E-2,1.0799E-2,4.3594000000000003E-3,0,1.6662E-2,1.8433000000000001E-2,1.6256E-2,3.7481E-2,3.3223000000000003E-2,6.6619999999999999E-2,6.1177000000000002E-2,0.21038999999999999,0.27473999999999998,0.10976,0.38979000000000003,0.44571,7.5273999999999994E-2,0.27421000000000001,0.39599000000000001,0.27626000000000001,0.35359000000000002,2.5921E-2,1.2688E-2,3.1861E-2,1.4763999999999999E-2,7.4557999999999999E-2,7.3483999999999994E-2,0.112,0.10008,0.12841,7.9366000000000006E-2,7.3729000000000003E-2,7.7534000000000006E-2,7.9439999999999997E-2,6.5819000000000003E-2,7.7105000000000007E-2,5.3164000000000003E-2,7.2047E-2,0.25084000000000001,1.4337000000000001E-2,1.0101000000000001E-2,1.7335E-2,2.6762999999999999E-2,2.5491E-2,1.6E-2,1.0204E-2,1.6494999999999999E-2,1.6E-2,1.1402000000000001E-2,2.8282999999999999E-2,1.6494999999999999E-2,2.2679999999999999E-2,0.15242,0.31078,6.0606000000000002E-3,6.1853999999999998E-3,0,6.1853999999999998E-3,1.2482000000000001E-3,1.7057999999999999E-3,1.0892000000000001E-2,3.5869999999999999E-3,3.4781999999999999E-3,3.9322000000000003E-3,2.8923999999999998E-3,2.3118000000000001E-3,1.4116000000000001E-3,7.272E-4,7.0600000000000003E-4,5.976E-4,4.1396000000000002E-3,6.5709999999999996E-3,8.4072000000000001E-3,9.3740000000000002E-4,5.4600000000000004E-4,4.0959999999999998E-4,1.4384000000000001E-3,1.542E-3,1.504E-4,8.1799999999999996E-5,4.88E-5,4.0399999999999999E-5,6.1600000000000007E-5,7.3999999999999996E-5,7.2939999999999995E-4,4.88E-5,1.1792E-2,2.2449E-2,1.6494999999999999E-2,6.0606000000000002E-3,6.2502E-3,1.4496999999999999E-2,8.8471999999999995E-3,1.3447000000000001E-2,6.5291999999999998E-3,1.3990000000000001E-3,1.5662E-3,1.3225999999999999E-3,1.3936E-3,1.2918000000000001E-3,1.1743999999999999E-3,1.359E-3,1.48E-3,1.0106E-3,1.4487E-2,2.9386E-3,2.8246E-3,2.5660000000000001E-3,2.673E-3,2.3708000000000002E-3,2.5566E-3,3.0144E-3,2.2661999999999999E-3,2.1402000000000001E-3,3.5416000000000002E-3,1.5211999999999999E-3,7.0339999999999997E-4,1.4725999999999999E-3,2.6904000000000001E-2,3.7999999999999999E-2,7.2067000000000006E-2,1.3748E-2,7.9176000000000003E-3,2.1090999999999999E-2,1.4981E-2,2.6113999999999998E-2,0.14824000000000001,0.13813,9.9513000000000004E-2,0.20732999999999999,0.13813,7.6835000000000001E-2,2.2342999999999998E-2,2.9401E-2,3.5284999999999997E-2,4.8085999999999997E-2,3.6177000000000001E-2,7.0644999999999999E-2,9.3976000000000004E-2,8.3973000000000006E-2,3.9035E-2,2.5225999999999998E-2,6.0617999999999998E-2,3.2412000000000003E-2,7.5394000000000003E-2,3.8685999999999998E-2,7.0046999999999998E-2,5.8665000000000002E-2,3.4228000000000001E-2,6.0956000000000003E-2,4.4471999999999998E-2,4.3596999999999997E-2,3.7273000000000001E-2,4.9263000000000001E-2,9.1596999999999998E-2,4.3340999999999998E-2,4.4968000000000001E-2,3.8209E-2,2.9408E-2,3.6447E-2,2.6855E-2,5.7112000000000003E-2,6.8030999999999994E-2,5.7979999999999997E-2,5.6250000000000001E-2,5.8781E-2,0.11162999999999999,2.8842E-2,3.3451000000000002E-2,4.6879999999999998E-2,2.9626E-2,4.1646000000000002E-2,3.2367E-2,8.6216000000000001E-2,0.17397000000000001,1.516E-2,9.4421000000000005E-2,7.5065999999999994E-2,3.7955000000000003E-2,6.8362999999999993E-2,0.1036,6.1209E-2,2.1010999999999998E-2,1.5100000000000001E-2,1.2822E-2,1.6372000000000001E-2,1.7784999999999999E-2,5.9386000000000001E-2,6.1037000000000001E-2,4.3221999999999997E-2,4.4587000000000002E-2,0.12684000000000001,6.5990999999999994E-2,4.6628000000000003E-2,9.1813000000000006E-2,3.6041999999999998E-2,1.09E-2,2.0230000000000001E-2,2.0701000000000001E-2,4.4588999999999997E-2,0.21398,2.9595E-2,9.0615000000000001E-2,4.3555999999999997E-2,2.5491E-2,6.9505999999999998E-2,5.9983000000000002E-2,7.8655000000000003E-2,8.3421999999999996E-2,9.1496999999999995E-2,8.2153000000000004E-2,6.3086000000000003E-2,2.5482000000000001E-2,5.6265000000000003E-2,0.10339,6.5953999999999999E-2,0.10718999999999999,0.14368,0.15556,0.17519000000000001,0.12016,7.7628000000000003E-2,1.3965999999999999E-2,3.8601999999999997E-2,9.3866000000000005E-2,6.3717999999999997E-2,3.2397000000000002E-2,3.4688999999999998E-2,1.3884000000000001E-2,2.2693000000000001E-2,4.1607999999999999E-2,1.7850000000000001E-2,1.1749000000000001E-2,2.4698999999999999E-2,2.3712E-2,1.336E-2,2.3338000000000001E-2,4.6561999999999999E-2,7.5734999999999997E-2,3.2745000000000003E-2,1.9324999999999998E-2,1.7297E-2,2.1500999999999999E-2,0.29559000000000002,0.41635,0.29533999999999999,0.35481000000000001,0.57523000000000002,0.68054000000000003,0.75007000000000001,6.4513861026820017E-3,0.82242999999999999,0.84653,0.86687999999999998,0.63791464429299771,7.7010000000000004E-3,3.7983999999999997E-2,6.0934000000000002E-2,0.10996,0.23454,0.40767999999999999,0.58872000000000002,0.74702999999999997,1,0,0.2059,0,0,3.1096147722564638E-5,4.3616939365165308E-5,6.7898778070230037E-5,5.9757352573797107E-5,7.816391735104844E-5,7.6234900916460901E-5,1.1703083146130666E-4,9.6281532023567706E-5,1.3149980804882944E-4,1.3619141827803105E-4,1.4339303015731275E-4,8.9158340415451676E-5,1.8393786740489304E-4,7.9155382991302758E-5,1.1159981659147888E-4,1.4963136345613748E-4,1.3739278074353933E-4,1.7319995095022023E-4,1.4829117571935058E-4,6.743011181242764E-5,1.3487262185662985E-4,1.2417677498888224E-4,1.68015350936912E-4,1.9135428010486066E-4,1.8591340631246567E-4,1.7498625675216317E-4,null,null,null,null,null,2.2469999999999999E-3,2.5730000000000002E-3,8.3999999999999995E-3,4.0699999999999998E-3,0,0,0,0,0,1.18E-2,2.8E-3,1.8006999999999999E-2,0]
[419,0.157,0.11720999999999999,8.3956000000000003E-2,5.7001000000000003E-2,0.16442999999999999,0.11051999999999999,0.17168,0.11079,8.5836999999999997E-2,4.793E-2,3.1933000000000003E-2,1.5351E-2,1.9973999999999999E-2,7.0653999999999995E-2,0.10858,9.0533000000000002E-2,5.6093999999999998E-2,8.8808999999999999E-2,6.1748999999999998E-2,0.16164000000000001,0.10922999999999999,9.8819000000000004E-2,8.5879999999999998E-2,0.15462999999999999,0.10568,0.16364000000000001,0.11504,0.10017,6.6837999999999995E-2,1.8977999999999998E-2,2.9312999999999999E-2,5.5704999999999998E-2,5.6627999999999998E-2,1.1001E-2,1.6503E-2,9.3606000000000002E-3,2.2582000000000001E-2,1.8256000000000001E-2,1.8335000000000001E-2,2.6251E-2,3.5579E-2,2.1517999999999999E-2,4.6102999999999998E-2,4.6135000000000002E-2,3.7623999999999998E-2,5.9151000000000002E-2,4.8791000000000001E-2,1.3738E-2,2.2425E-2,3.3579999999999999E-2,4.7527E-2,1.1636000000000001E-2,4.6972000000000003E-3,0,1.7953E-2,1.8866999999999998E-2,1.6601000000000001E-2,3.8602999999999998E-2,3.4821999999999999E-2,6.9087999999999997E-2,6.3728999999999994E-2,0.22857,0.28764000000000001,0.10976,0.39784999999999998,0.45143,6.2565999999999997E-2,0.28571000000000002,0.40305999999999997,0.29058,0.36051,2.6224000000000001E-2,1.2694E-2,3.2661999999999997E-2,1.5421000000000001E-2,7.7032000000000003E-2,7.4525999999999995E-2,0.11600000000000001,0.10209,0.13117000000000001,8.0682000000000004E-2,7.4910000000000004E-2,7.9786999999999997E-2,8.0699000000000007E-2,6.6959000000000005E-2,7.8612000000000001E-2,5.5063000000000001E-2,7.3269000000000001E-2,0.25398999999999999,1.7149000000000001E-2,1.0101000000000001E-2,1.9723000000000001E-2,3.0394999999999998E-2,2.895E-2,1.7999999999999999E-2,1.0204E-2,1.8557000000000001E-2,1.7999999999999999E-2,1.2378E-2,3.4342999999999999E-2,1.8557000000000001E-2,2.6804000000000001E-2,0.14011000000000001,0.28143000000000001,8.0808000000000008E-3,8.2471999999999997E-3,0,8.2471999999999997E-3,1.3205999999999999E-3,1.8414E-3,1.1048000000000001E-2,4.1879999999999999E-3,4.0375999999999997E-3,4.5646000000000003E-3,3.3771999999999999E-3,2.5144E-3,1.6618E-3,8.6459999999999998E-4,8.4000000000000003E-4,7.1080000000000004E-4,4.5788000000000001E-3,7.025E-3,9.0025999999999995E-3,1.1182E-3,6.5200000000000002E-4,4.908E-4,1.2672E-3,1.629E-3,1.8220000000000001E-4,9.9400000000000004E-5,5.94E-5,4.9200000000000003E-5,7.4800000000000002E-5,9.0000000000000006E-5,7.7220000000000001E-4,5.94E-5,1.3266999999999999E-2,2.6530000000000001E-2,1.8557000000000001E-2,8.0808000000000008E-3,8.3336E-3,1.6402E-2,1.0146000000000001E-2,1.5436E-2,7.5496000000000001E-3,1.606E-3,1.7466000000000001E-3,1.4928000000000001E-3,1.5858000000000001E-3,1.4733999999999999E-3,1.3282000000000001E-3,1.5430000000000001E-3,1.6750000000000001E-3,1.1697999999999999E-3,1.6691999999999999E-2,3.3668000000000001E-3,3.2268000000000002E-3,2.9260000000000002E-3,3.0439999999999998E-3,2.7204E-3,2.9207999999999999E-3,3.4342000000000001E-3,2.5906000000000002E-3,2.4475999999999999E-3,4.1798E-3,1.7945999999999999E-3,7.4419999999999998E-4,1.5968E-3,2.9263000000000001E-2,4.3999999999999997E-2,8.1051999999999999E-2,1.5706000000000001E-2,8.9128000000000002E-3,2.3809E-2,1.6618999999999998E-2,3.0010999999999999E-2,0.16899,0.15334,0.11038000000000001,0.23261000000000001,0.15334,8.5208999999999993E-2,2.4369999999999999E-2,3.2198999999999998E-2,3.9399000000000003E-2,5.4329000000000002E-2,3.8399000000000003E-2,7.5954999999999995E-2,0.10181,9.0688000000000005E-2,4.4003E-2,2.8493000000000001E-2,6.6557000000000005E-2,3.4622E-2,8.5844000000000004E-2,4.1676999999999999E-2,7.8604999999999994E-2,6.5768999999999994E-2,3.8443999999999999E-2,6.8648000000000001E-2,4.9877999999999999E-2,4.9045999999999999E-2,4.2120999999999999E-2,5.4980000000000001E-2,0.10142,4.8758000000000003E-2,5.0673000000000003E-2,4.2262000000000001E-2,3.1484999999999999E-2,4.2269000000000001E-2,2.9367000000000001E-2,6.2858999999999998E-2,7.6973E-2,6.3808000000000004E-2,6.1977999999999998E-2,6.4791000000000001E-2,0.128,3.2337999999999999E-2,3.7337000000000002E-2,5.2319999999999998E-2,3.2002000000000003E-2,4.5144999999999998E-2,3.6714999999999998E-2,9.6967999999999999E-2,0.19339999999999999,1.5481999999999999E-2,0.10279000000000001,8.1215999999999997E-2,4.2827999999999998E-2,7.5415999999999997E-2,0.11226,6.7254999999999995E-2,2.2454000000000002E-2,1.7056000000000002E-2,1.4425E-2,1.8457999999999999E-2,2.0070000000000001E-2,6.4366000000000007E-2,6.5777000000000002E-2,4.8465000000000001E-2,4.8120000000000003E-2,0.14213000000000001,7.2578000000000004E-2,5.1388999999999997E-2,0.10292,4.0356999999999997E-2,1.0855999999999999E-2,2.2758E-2,2.1536E-2,5.0473999999999998E-2,0.23329,3.3104000000000001E-2,0.10223,4.786E-2,2.8056000000000001E-2,7.7360999999999999E-2,6.4891000000000004E-2,8.5503999999999997E-2,9.0903999999999999E-2,9.9708000000000005E-2,8.9469999999999994E-2,6.8499000000000004E-2,2.8731E-2,6.4510999999999999E-2,0.11448999999999999,7.4501999999999999E-2,0.12049,0.16261,0.17645,0.19713,0.13413,8.4194000000000005E-2,1.4505000000000001E-2,4.3526000000000002E-2,0.10333000000000001,7.1511000000000005E-2,3.6402999999999998E-2,3.8896E-2,1.5318999999999999E-2,2.5309999999999999E-2,4.6476999999999997E-2,2.0333E-2,1.3365E-2,2.8076E-2,2.6519000000000001E-2,1.3950000000000001E-2,2.5024000000000001E-2,5.3869E-2,8.7430999999999995E-2,3.8058000000000002E-2,2.2578999999999998E-2,2.0223999999999999E-2,2.3296000000000001E-2,0.29755999999999999,0.42338999999999999,0.29868,0.35221000000000002,0.57864000000000004,0.68344000000000005,0.75234000000000001,6.4638074463041172E-3,0.82355999999999996,0.84721999999999997,0.86717999999999995,0.64119736632470659,7.9229999999999995E-3,3.8774000000000003E-2,6.2056E-2,0.11166,0.23724000000000001,0.41120000000000001,0.59245999999999999,0.75041999999999998,1,0,0.19753000000000001,0,0,3.7462337786564603E-5,4.9212649173568934E-5,8.0911064287647605E-5,6.4721149101387709E-5,9.4923911092337221E-5,8.0997328041121364E-5,1.3874551223125309E-4,1.0829629900399595E-4,1.5603768406435847E-4,1.573743938934058E-4,1.6112206503748894E-4,9.4505674496758729E-5,2.1439281408675015E-4,8.5593950643669814E-5,1.3348450011108071E-4,1.665692834649235E-4,1.6372570826206356E-4,1.976856729015708E-4,1.7046098946593702E-4,7.5345429650042206E-5,1.6179891827050596E-4,1.3806532660964876E-4,1.8968719814438373E-4,2.2154049656819552E-4,2.1058759011793882E-4,1.9649526802822948E-4,null,null,null,null,null,2.1229999999999999E-3,2.6050000000000001E-3,9.9000000000000008E-3,4.0860000000000002E-3,0,0,0,0,0,1.54E-2,2.7000000000000001E-3,1.8356999999999998E-2,0]
[420,0.16052,0.11978,8.5713999999999999E-2,5.8124000000000002E-2,0.16805999999999999,0.11285000000000001,0.17466999999999999,0.1132,8.7676000000000004E-2,5.0753E-2,3.3772999999999997E-2,1.576E-2,1.9525000000000001E-2,7.1385000000000004E-2,0.111,9.4752000000000003E-2,5.7355000000000003E-2,9.0699000000000002E-2,6.3268000000000005E-2,0.16461000000000001,0.11113000000000001,0.10106999999999999,8.7772000000000003E-2,0.15801999999999999,0.10765,0.16735,0.11762,0.10204000000000001,6.7977999999999997E-2,1.9685000000000001E-2,3.0209E-2,5.8320999999999998E-2,5.9504000000000001E-2,1.1391E-2,1.7059000000000001E-2,9.5899999999999996E-3,2.3865999999999998E-2,1.9050999999999998E-2,1.9264E-2,2.7854E-2,3.7519999999999998E-2,2.2738000000000001E-2,4.9419999999999999E-2,4.8951000000000001E-2,4.0266000000000003E-2,6.3550999999999996E-2,5.2381999999999998E-2,1.4177E-2,2.3009000000000002E-2,3.5300999999999999E-2,5.0493000000000003E-2,1.2473E-2,5.0350000000000004E-3,0,1.9245000000000002E-2,1.9300999999999999E-2,1.6947E-2,3.9725000000000003E-2,3.6422000000000003E-2,7.1556999999999996E-2,6.6281000000000007E-2,0.24675,0.30053999999999997,0.10976,0.40589999999999998,0.45713999999999999,4.9859000000000001E-2,0.29720000000000002,0.41012999999999999,0.3049,0.36742000000000002,2.6526999999999998E-2,1.2701E-2,3.3464000000000001E-2,1.6079E-2,7.9505000000000006E-2,7.5567999999999996E-2,0.12,0.1041,0.13394,8.1999000000000002E-2,7.6091000000000006E-2,8.2040000000000002E-2,8.1959000000000004E-2,6.8099000000000007E-2,8.0118999999999996E-2,5.6961999999999999E-2,7.4491000000000002E-2,0.25713999999999998,1.9961E-2,1.0101000000000001E-2,2.2110999999999999E-2,3.4027000000000002E-2,3.2409E-2,0.02,1.0204E-2,2.0618999999999998E-2,0.02,1.3354E-2,4.0404000000000002E-2,2.0618999999999998E-2,3.0928000000000001E-2,0.12778999999999999,0.25207000000000002,1.0101000000000001E-2,1.0309E-2,0,1.0309E-2,1.3929999999999999E-3,1.977E-3,1.1204E-2,4.7889999999999999E-3,4.5970000000000004E-3,5.1970000000000002E-3,3.862E-3,2.7169999999999998E-3,1.9120000000000001E-3,1.0020000000000001E-3,9.7400000000000004E-4,8.2399999999999997E-4,5.0179999999999999E-3,7.4790000000000004E-3,9.5980000000000006E-3,1.299E-3,7.5799999999999999E-4,5.7200000000000003E-4,1.096E-3,1.7160000000000001E-3,2.14E-4,1.17E-4,6.9999999999999994E-5,5.8E-5,8.7999999999999998E-5,1.06E-4,8.1499999999999997E-4,6.9999999999999994E-5,1.4742E-2,3.0612E-2,2.0618999999999998E-2,1.0101000000000001E-2,1.0416999999999999E-2,1.8305999999999999E-2,1.1443999999999999E-2,1.7425E-2,8.5699999999999995E-3,1.8129999999999999E-3,1.9269999999999999E-3,1.663E-3,1.7780000000000001E-3,1.655E-3,1.482E-3,1.727E-3,1.8699999999999999E-3,1.3290000000000001E-3,1.8897000000000001E-2,3.7950000000000002E-3,3.6289999999999998E-3,3.2859999999999999E-3,3.4150000000000001E-3,3.0699999999999998E-3,3.2850000000000002E-3,3.8539999999999998E-3,2.9150000000000001E-3,2.7550000000000001E-3,4.8180000000000002E-3,2.068E-3,7.85E-4,1.7210000000000001E-3,3.1621999999999997E-2,0.05,9.0038000000000007E-2,1.7663999999999999E-2,9.9080000000000001E-3,2.6527999999999999E-2,1.8256000000000001E-2,3.3907E-2,0.18973999999999999,0.16854,0.12126000000000001,0.25789000000000001,0.16854,9.3583E-2,2.6397E-2,3.4997E-2,4.3513000000000003E-2,6.0572000000000001E-2,4.0620999999999997E-2,8.1266000000000005E-2,0.10965,9.7404000000000004E-2,4.8971000000000001E-2,3.1759999999999997E-2,7.2497000000000006E-2,3.6831999999999997E-2,9.6294000000000005E-2,4.4666999999999998E-2,8.7163000000000004E-2,7.2872000000000006E-2,4.2660999999999998E-2,7.6340000000000005E-2,5.5282999999999999E-2,5.4496000000000003E-2,4.6969999999999998E-2,6.0696E-2,0.11125,5.4176000000000002E-2,5.6376999999999997E-2,4.6314000000000001E-2,3.3562000000000002E-2,4.8091000000000002E-2,3.1879999999999999E-2,6.8607000000000001E-2,8.5914000000000004E-2,6.9637000000000004E-2,6.7706000000000002E-2,7.0801000000000003E-2,0.14437,3.5832999999999997E-2,4.1223000000000003E-2,5.7759999999999999E-2,3.4377999999999999E-2,4.8642999999999999E-2,4.1063000000000002E-2,0.10772,0.21284,1.5803999999999999E-2,0.11117,8.7365999999999999E-2,4.7701E-2,8.2469000000000001E-2,0.12093,7.3301000000000005E-2,2.3897999999999999E-2,1.9011E-2,1.6028000000000001E-2,2.0544E-2,2.2355E-2,6.9345000000000004E-2,7.0517999999999997E-2,5.3707999999999999E-2,5.1652999999999998E-2,0.15740999999999999,7.9163999999999998E-2,5.6148999999999998E-2,0.11404,4.4672000000000003E-2,1.0812E-2,2.5287E-2,2.2370999999999999E-2,5.6358999999999999E-2,0.25259999999999999,3.6613E-2,0.11385000000000001,5.2164000000000002E-2,3.0620000000000001E-2,8.5216E-2,6.9799E-2,9.2353000000000005E-2,9.8386000000000001E-2,0.10792,9.6785999999999997E-2,7.3912000000000005E-2,3.1980000000000001E-2,7.2757000000000002E-2,0.12558,8.3049999999999999E-2,0.13378999999999999,0.18154000000000001,0.19733000000000001,0.21906999999999999,0.14809,9.0760999999999994E-2,1.5044E-2,4.8451000000000001E-2,0.1128,7.9302999999999998E-2,4.0409E-2,4.3103000000000002E-2,1.6754000000000002E-2,2.7927E-2,5.1346999999999997E-2,2.2815999999999999E-2,1.4982000000000001E-2,3.1453000000000002E-2,2.9325E-2,1.4541E-2,2.6710000000000001E-2,6.1176000000000001E-2,9.9127000000000007E-2,4.3371E-2,2.5833999999999999E-2,2.3151000000000001E-2,2.5090999999999999E-2,0.29953000000000002,0.43042999999999998,0.30201,0.34960999999999998,0.58206000000000002,0.68635000000000002,0.75461,6.468667972069287E-3,0.82469000000000003,0.84789999999999999,0.86748000000000003,0.64446951642961436,8.1449999999999995E-3,3.9564000000000002E-2,6.3177999999999998E-2,0.11335000000000001,0.23995,0.41471999999999998,0.59619999999999995,0.75380999999999998,1,0,0.18917,0,0,4.4829721446149051E-5,5.4249139793682843E-5,9.5729723398108035E-5,6.9727910158690065E-5,1.127641080529429E-4,8.5155486885923892E-5,1.6278857947327197E-4,1.2167893146397546E-4,1.842546189436689E-4,1.8369113968219608E-4,1.808913511922583E-4,9.7158983408007771E-5,2.4869406479410827E-4,9.3115813797339797E-5,1.585028221597895E-4,1.8389172328170389E-4,1.9391496607568115E-4,2.2464203357230872E-4,1.9465333025436848E-4,8.5246421804185957E-5,1.9075130694545805E-4,1.5525701746810228E-4,2.1323103283066303E-4,2.5676988298073411E-4,2.3681891616433859E-4,2.1827465388923883E-4,null,null,null,null,null,2.0709999999999999E-3,2.6229999999999999E-3,1.1299999999999999E-2,4.1000000000000003E-3,0,0,0,0,0,1.8499999999999999E-2,4.3E-3,1.8770999999999999E-2,0]
[421,0.16409000000000001,0.12224,8.7410000000000002E-2,5.9247000000000001E-2,0.17163999999999999,0.11524,0.17784,0.11648,9.0373999999999996E-2,5.4552999999999997E-2,3.6162E-2,1.6605999999999999E-2,1.9868E-2,7.3191999999999993E-2,0.1134,9.9557999999999994E-2,5.8485000000000002E-2,9.3285000000000007E-2,6.5632999999999997E-2,0.16789000000000001,0.11380999999999999,0.10332,8.9715000000000003E-2,0.16194,0.11074000000000001,0.17111000000000001,0.12025,0.1041,6.9491999999999998E-2,2.0745E-2,3.1927999999999998E-2,0.18129999999999999,6.3504000000000005E-2,1.2023000000000001E-2,1.7957000000000001E-2,1.0163E-2,2.5645000000000001E-2,2.0641E-2,2.0789999999999999E-2,3.0016000000000001E-2,4.0043000000000002E-2,2.4575E-2,5.3617999999999999E-2,5.2894999999999998E-2,4.3772999999999999E-2,6.9023000000000001E-2,5.6994000000000003E-2,1.4734000000000001E-2,2.4778999999999999E-2,3.7720999999999998E-2,5.4398000000000002E-2,1.3533E-2,5.4628000000000003E-3,0,2.0879999999999999E-2,1.9748999999999999E-2,1.7357999999999998E-2,4.0337999999999999E-2,3.7128000000000001E-2,7.3640999999999998E-2,6.7805000000000004E-2,0.23377000000000001,0.28854999999999997,0.11463,0.40893000000000002,0.46285999999999999,6.7898E-2,0.28798000000000001,0.41116999999999998,0.29150999999999999,0.36964999999999998,2.9217E-2,1.4168E-2,3.6122000000000001E-2,1.7007999999999999E-2,8.1625000000000003E-2,7.6865000000000003E-2,0.122,0.10603,0.13674,8.3269999999999997E-2,7.7403E-2,8.4102999999999997E-2,8.3277000000000004E-2,6.9365999999999997E-2,8.1540000000000001E-2,5.7910999999999997E-2,7.5840000000000005E-2,0.2601,2.4271000000000001E-2,1.2121E-2,2.4891E-2,4.0098000000000002E-2,3.8191000000000003E-2,2.4E-2,1.4286E-2,2.6804000000000001E-2,2.5999999999999999E-2,1.5188E-2,5.2525000000000002E-2,2.6804000000000001E-2,4.1237000000000003E-2,0.11942999999999999,0.23688000000000001,1.2121E-2,1.2371E-2,2.0202000000000002E-3,1.6494999999999999E-2,1.5296000000000001E-3,2.3192E-3,1.1918E-2,6.1002000000000001E-3,5.7498000000000002E-3,6.5003999999999999E-3,4.9194E-3,3.2047999999999998E-3,2.506E-3,1.3656E-3,1.3288E-3,1.1236E-3,6.1085999999999996E-3,8.6028000000000007E-3,1.1108E-2,1.794E-3,1.0512E-3,8.0639999999999998E-4,1.0905999999999999E-3,1.8272E-3,3.1859999999999999E-4,1.7819999999999999E-4,1.07E-4,8.8200000000000003E-5,1.3459999999999999E-4,1.616E-4,8.7540000000000003E-4,1.0679999999999999E-4,1.7156999999999999E-2,3.8774999999999997E-2,2.6804000000000001E-2,1.2121E-2,1.4584E-2,2.1475000000000001E-2,1.3833E-2,2.2574E-2,1.0877E-2,2.14E-3,2.4696000000000002E-3,2.1183999999999999E-3,2.2715999999999999E-3,2.0523999999999998E-3,1.905E-3,2.1746000000000001E-3,2.3511999999999999E-3,1.7166E-3,2.4087000000000001E-2,4.8358000000000003E-3,4.5950000000000001E-3,4.1973999999999996E-3,4.3781999999999996E-3,3.9182000000000002E-3,4.1958000000000004E-3,4.8923999999999999E-3,3.7226E-3,3.5222000000000001E-3,6.3720000000000001E-3,2.7315999999999998E-3,9.9540000000000002E-4,2.2582000000000001E-3,3.5375999999999998E-2,5.8000000000000003E-2,0.10821,2.1981000000000001E-2,1.2782E-2,3.2917000000000002E-2,2.1059000000000001E-2,4.1202999999999997E-2,0.22273000000000001,0.19092999999999999,0.13696,0.29502,0.19092999999999999,0.10811,3.0196000000000001E-2,3.9905000000000003E-2,5.0854999999999997E-2,7.2241E-2,4.9843999999999999E-2,0.10152,0.13389999999999999,0.12275999999999999,5.8055000000000002E-2,3.7748999999999998E-2,8.3923999999999999E-2,4.1375000000000002E-2,0.11615,5.4542E-2,0.10100000000000001,8.4262000000000004E-2,5.1227000000000002E-2,8.8578000000000004E-2,6.5111000000000002E-2,6.4033000000000007E-2,5.5152E-2,7.1423E-2,0.12606999999999999,6.4107999999999998E-2,6.6832000000000003E-2,5.3351999999999997E-2,3.9656999999999998E-2,6.0085E-2,3.8283999999999999E-2,7.9107999999999998E-2,0.10206999999999999,8.0272999999999997E-2,7.8387999999999999E-2,8.1853999999999996E-2,0.16503999999999999,4.2132000000000003E-2,4.9199E-2,6.6944000000000004E-2,4.2410999999999997E-2,6.1605E-2,4.7826E-2,0.12529999999999999,0.25435999999999998,1.9554999999999999E-2,0.13519999999999999,0.1095,5.6279999999999997E-2,9.5921999999999993E-2,0.14459,8.4693000000000004E-2,2.9686000000000001E-2,2.2813E-2,1.9056E-2,2.4400000000000002E-2,2.6428E-2,8.2458000000000004E-2,8.2358000000000001E-2,6.2212000000000003E-2,6.0420000000000001E-2,0.18099000000000001,9.3634999999999996E-2,6.8721000000000004E-2,0.13314000000000001,5.219E-2,1.2857E-2,3.0804000000000002E-2,2.4341000000000002E-2,6.7232E-2,0.29165000000000002,4.2715000000000003E-2,0.13392000000000001,5.9997000000000002E-2,3.4720000000000001E-2,9.7324999999999995E-2,8.3736000000000005E-2,0.11211,0.11989,0.13075000000000001,0.11736000000000001,9.1250999999999999E-2,3.8071000000000001E-2,8.7307999999999997E-2,0.14408000000000001,9.7425999999999999E-2,0.15565999999999999,0.21332999999999999,0.23097999999999999,0.25106000000000001,0.17080000000000001,0.11015,1.7819000000000002E-2,5.7188000000000003E-2,0.13155,9.2106999999999994E-2,4.5226000000000002E-2,5.1915999999999997E-2,1.9397000000000001E-2,3.4091000000000003E-2,6.2983999999999998E-2,2.7536999999999999E-2,1.7736999999999999E-2,3.8004999999999997E-2,3.7983999999999997E-2,1.5664999999999998E-2,3.0476E-2,7.5221999999999997E-2,0.12032,5.3927999999999997E-2,3.2990999999999999E-2,2.9590000000000002E-2,2.9361000000000002E-2,0.29343000000000002,0.42319000000000001,0.29286000000000001,0.33628999999999998,0.57991999999999999,0.68284,0.74987999999999999,6.4518565198320539E-3,0.81811,0.84060999999999997,0.85956999999999995,0.64500908650080868,8.3940000000000004E-3,4.0413999999999999E-2,6.4368999999999996E-2,0.11512,0.24271000000000001,0.41824,0.59989000000000003,0.7571,1,0,0.20291000000000001,0,0,5.2340161346364766E-5,5.9290316130500287E-5,1.1255377467023209E-4,7.4608527938835323E-5,1.3315959949977696E-4,8.8988716015592217E-5,1.9028002861887217E-4,1.3716635294258595E-4,2.1657580509781837E-4,2.1399682736955583E-4,2.0272370602469891E-4,9.8755990620702505E-5,2.875007048714906E-4,1.0092697630170733E-4,1.8695111793931574E-4,2.0299007883295417E-4,2.2865453502163291E-4,2.5516340974718332E-4,2.2165253176353872E-4,9.6536205091979355E-5,2.2379716392606497E-4,1.7385197861585766E-4,2.3912434699013829E-4,2.9687283677048981E-4,2.6586785679683089E-4,2.4178336025215685E-4,null,null,null,null,null,2.0769999999999999E-3,2.6289999999999998E-3,1.2800000000000001E-2,4.1159999999999999E-3,0,0,0,0,0,2.24E-2,5.8999999999999999E-3,1.9345000000000001E-2,0]
[422,0.16767000000000001,0.12470000000000001,8.9105000000000004E-2,6.037E-2,0.17521999999999999,0.11763,0.18101,0.11977,9.3072000000000002E-2,5.8353000000000002E-2,3.8551000000000002E-2,1.7451999999999999E-2,2.0211E-2,7.4999999999999997E-2,0.11579,0.10435999999999999,5.9615000000000001E-2,9.5870999999999998E-2,6.7998000000000003E-2,0.17118,0.11650000000000001,0.10557,9.1658000000000003E-2,0.16586000000000001,0.11382,0.17485999999999999,0.12288,0.10617,7.1006E-2,2.1805000000000001E-2,3.3647999999999997E-2,0.30429,6.7503999999999995E-2,1.2655E-2,1.8856000000000001E-2,1.0736000000000001E-2,2.7425000000000001E-2,2.2231000000000001E-2,2.2315999999999999E-2,3.2177999999999998E-2,4.2566E-2,2.6412000000000001E-2,5.7815999999999999E-2,5.6839000000000001E-2,4.7280999999999997E-2,7.4494000000000005E-2,6.1606000000000001E-2,1.5291000000000001E-2,2.6549E-2,4.0141000000000003E-2,5.8304000000000002E-2,1.4592000000000001E-2,5.8906000000000002E-3,0,2.2515E-2,2.0198000000000001E-2,1.7767999999999999E-2,4.0951000000000001E-2,3.7834E-2,7.5724E-2,6.9329000000000002E-2,0.22078,0.27655999999999997,0.11951000000000001,0.41195999999999999,0.46856999999999999,8.5938000000000001E-2,0.27876000000000001,0.41221000000000002,0.27811999999999998,0.37187999999999999,3.1906999999999998E-2,1.5636000000000001E-2,3.8780000000000002E-2,1.7936000000000001E-2,8.3745E-2,7.8161999999999995E-2,0.124,0.10795,0.13954,8.4541000000000005E-2,7.8714999999999993E-2,8.6166999999999994E-2,8.4596000000000005E-2,7.0633000000000001E-2,8.2960999999999993E-2,5.8860999999999997E-2,7.7189999999999995E-2,0.26305000000000001,2.8580999999999999E-2,1.4141000000000001E-2,2.7671000000000001E-2,4.6168000000000001E-2,4.3972999999999998E-2,2.8000000000000001E-2,1.8367000000000001E-2,3.2989999999999998E-2,3.2000000000000001E-2,1.7021999999999999E-2,6.4645999999999995E-2,3.2989999999999998E-2,5.1546000000000002E-2,0.11107,0.22167999999999999,1.4141000000000001E-2,1.4433E-2,4.0404000000000004E-3,2.2679999999999999E-2,1.6662000000000001E-3,2.6614E-3,1.2632000000000001E-2,7.4114000000000003E-3,6.9026000000000001E-3,7.8037999999999996E-3,5.9768E-3,3.6925999999999999E-3,3.0999999999999999E-3,1.7292E-3,1.6835999999999999E-3,1.4231999999999999E-3,7.1992000000000002E-3,9.7266000000000002E-3,1.2619E-2,2.2889999999999998E-3,1.3443999999999999E-3,1.0407999999999999E-3,1.0851999999999999E-3,1.9384000000000001E-3,4.2319999999999999E-4,2.3939999999999999E-4,1.44E-4,1.184E-4,1.8120000000000001E-4,2.1719999999999999E-4,9.3579999999999998E-4,1.4359999999999999E-4,1.9571999999999999E-2,4.6939000000000002E-2,3.2989999999999998E-2,1.4141000000000001E-2,1.8749999999999999E-2,2.4643999999999999E-2,1.6220999999999999E-2,2.7722E-2,1.3184E-2,2.467E-3,3.0122E-3,2.5737999999999998E-3,2.7652000000000002E-3,2.4497999999999998E-3,2.3280000000000002E-3,2.6221999999999999E-3,2.8324000000000001E-3,2.1042000000000001E-3,2.9277999999999998E-2,5.8766000000000001E-3,5.561E-3,5.1088000000000001E-3,5.3413999999999996E-3,4.7663999999999996E-3,5.1066000000000002E-3,5.9308E-3,4.5301999999999999E-3,4.2893999999999996E-3,7.9260000000000008E-3,3.3952000000000001E-3,1.2057999999999999E-3,2.7954E-3,3.9129999999999998E-2,6.6000000000000003E-2,0.12637000000000001,2.6298999999999999E-2,1.5656E-2,3.9305E-2,2.3862000000000001E-2,4.8497999999999999E-2,0.25572,0.21332000000000001,0.15265999999999999,0.33213999999999999,0.21332000000000001,0.12264,3.3994999999999997E-2,4.4812999999999999E-2,5.8196999999999999E-2,8.3908999999999997E-2,5.9067000000000001E-2,0.12178,0.15816,0.14810999999999999,6.7140000000000005E-2,4.3737999999999999E-2,9.5351000000000005E-2,4.5918E-2,0.13600999999999999,6.4417000000000002E-2,0.11484,9.5652000000000001E-2,5.9792999999999999E-2,0.10082000000000001,7.4939000000000006E-2,7.3569999999999997E-2,6.3334000000000001E-2,8.2150000000000001E-2,0.14088999999999999,7.4039999999999995E-2,7.7286999999999995E-2,6.0388999999999998E-2,4.5752000000000001E-2,7.2079000000000004E-2,4.4687999999999999E-2,8.9608999999999994E-2,0.11823,9.0909000000000004E-2,8.9068999999999995E-2,9.2906000000000002E-2,0.18570999999999999,4.8430000000000001E-2,5.7174000000000003E-2,7.6128000000000001E-2,5.0444999999999997E-2,7.4566999999999994E-2,5.4588999999999999E-2,0.14287,0.29588999999999999,2.3304999999999999E-2,0.15923000000000001,0.13164000000000001,6.4859E-2,0.10938000000000001,0.16825000000000001,9.6085000000000004E-2,3.5472999999999998E-2,2.6616000000000001E-2,2.2083999999999999E-2,2.8256E-2,3.0502000000000001E-2,9.5570000000000002E-2,9.4198000000000004E-2,7.0716000000000001E-2,6.9186999999999999E-2,0.20455999999999999,0.10811,8.1294000000000005E-2,0.15223999999999999,5.9707999999999997E-2,1.4902E-2,3.6322E-2,2.6311000000000001E-2,7.8104999999999994E-2,0.33069999999999999,4.8816999999999999E-2,0.154,6.7829E-2,3.8818999999999999E-2,0.10943,9.7672999999999996E-2,0.13186,0.14138999999999999,0.15357999999999999,0.13793,0.10859000000000001,4.4163000000000001E-2,0.10186000000000001,0.16256999999999999,0.1118,0.17752000000000001,0.24510999999999999,0.26462999999999998,0.28304000000000001,0.19350000000000001,0.12953999999999999,2.0593E-2,6.5924999999999997E-2,0.15029000000000001,0.10491,5.0042999999999997E-2,6.0727999999999997E-2,2.2040000000000001E-2,4.0254999999999999E-2,7.4621000000000007E-2,3.2258000000000002E-2,2.0492E-2,4.4556999999999999E-2,4.6643999999999998E-2,1.6788999999999998E-2,3.4242000000000002E-2,8.9266999999999999E-2,0.14151,6.4485000000000001E-2,4.0148000000000003E-2,3.6028999999999999E-2,3.3632000000000002E-2,0.28732999999999997,0.41594999999999999,0.28371000000000002,0.32297999999999999,0.57777000000000001,0.67932999999999999,0.74514000000000002,6.4088939196888933E-3,0.81152999999999997,0.83331,0.85167000000000004,0.64553798026554254,8.6429999999999996E-3,4.1264000000000002E-2,6.5559999999999993E-2,0.11688999999999999,0.24548,0.42176000000000002,0.60357000000000005,0.76037999999999994,1,0,0.21665999999999999,0,0,5.9656122175510973E-5,6.4349231251981109E-5,1.3159598165657371E-4,7.9253666626755148E-5,1.5660948702134192E-4,9.2586196842603385E-5,2.2170590818859637E-4,1.551784371258691E-4,2.5335929240100086E-4,2.483516582287848E-4,2.2676157823298126E-4,9.9586424767039716E-5,3.3125004847534001E-4,1.0881113848881796E-4,2.1908215421717614E-4,2.243508497485891E-4,2.6841580984182656E-4,2.8977892361581326E-4,2.517529355827719E-4,1.0922217188635841E-4,2.6164669543504715E-4,1.933801977429539E-4,2.6759746833704412E-4,3.4214675542898476E-4,2.9821202042512596E-4,2.6746152434498072E-4,null,null,null,null,null,2.0920000000000001E-3,2.6350000000000002E-3,1.4500000000000001E-2,4.1330000000000004E-3,0,0,0,0,0,2.53E-2,5.1000000000000004E-3,2.0081999999999999E-2,0]
[423,0.17124,0.12716,9.0801000000000007E-2,6.1491999999999998E-2,0.17879999999999999,0.12002,0.18418999999999999,0.12305000000000001,9.5769000000000007E-2,6.2151999999999999E-2,4.0939000000000003E-2,1.8298999999999999E-2,2.0553999999999999E-2,7.6807E-2,0.11819,0.10917,6.0743999999999999E-2,9.8456000000000002E-2,7.0361999999999994E-2,0.17446999999999999,0.11917999999999999,0.10782,9.3600000000000003E-2,0.16977999999999999,0.11691,0.17862,0.12551000000000001,0.10824,7.2520000000000001E-2,2.2863999999999999E-2,3.5367000000000003E-2,0.42726999999999998,7.1503999999999998E-2,1.3287E-2,1.9754000000000001E-2,1.1309E-2,2.9204000000000001E-2,2.3820000000000001E-2,2.3841999999999999E-2,3.4339000000000001E-2,4.5088999999999997E-2,2.8247999999999999E-2,6.2012999999999999E-2,6.0782999999999997E-2,5.0788E-2,7.9965999999999995E-2,6.6216999999999998E-2,1.5848000000000001E-2,2.8317999999999999E-2,4.2561000000000002E-2,6.2209E-2,1.5651999999999999E-2,6.3184000000000001E-3,0,2.4149E-2,2.0646000000000001E-2,1.8179000000000001E-2,4.1563999999999997E-2,3.8539999999999998E-2,7.7808000000000002E-2,7.0852999999999999E-2,0.20779,0.26457000000000003,0.12439,0.41498000000000002,0.47428999999999999,0.10398,0.26954,0.41325000000000001,0.26473000000000002,0.37411,3.4597000000000003E-2,1.7103E-2,4.1438000000000003E-2,1.8865E-2,8.5865999999999998E-2,7.9460000000000003E-2,0.126,0.10987,0.14233999999999999,8.5810999999999998E-2,8.0026E-2,8.8230000000000003E-2,8.5914000000000004E-2,7.1901000000000007E-2,8.4383E-2,5.9810000000000002E-2,7.8538999999999998E-2,0.26601000000000002,3.2891999999999998E-2,1.6161999999999999E-2,3.0450999999999999E-2,5.2239000000000001E-2,4.9754E-2,3.2000000000000001E-2,2.2449E-2,3.9175000000000001E-2,3.7999999999999999E-2,1.8856000000000001E-2,7.6768000000000003E-2,3.9175000000000001E-2,6.1856000000000001E-2,0.10272000000000001,0.20648,1.6161999999999999E-2,1.6494999999999999E-2,6.0606000000000002E-3,2.8865999999999999E-2,1.8028E-3,3.0035999999999999E-3,1.3346999999999999E-2,8.7226000000000005E-3,8.0554000000000008E-3,9.1071999999999993E-3,7.0342E-3,4.1803999999999999E-3,3.6939999999999998E-3,2.0928000000000001E-3,2.0384000000000001E-3,1.7228E-3,8.2897999999999999E-3,1.085E-2,1.4128999999999999E-2,2.784E-3,1.6375999999999999E-3,1.2752E-3,1.0797999999999999E-3,2.0495999999999999E-3,5.2780000000000004E-4,3.0059999999999999E-4,1.8100000000000001E-4,1.4860000000000001E-4,2.2780000000000001E-4,2.7280000000000002E-4,9.9620000000000004E-4,1.8039999999999999E-4,2.1988000000000001E-2,5.5101999999999998E-2,3.9175000000000001E-2,1.6161999999999999E-2,2.2917E-2,2.7813999999999998E-2,1.8610000000000002E-2,3.2870999999999997E-2,1.5492000000000001E-2,2.794E-3,3.5547999999999999E-3,3.0292000000000001E-3,3.2588000000000001E-3,2.8471999999999998E-3,2.751E-3,3.0698000000000001E-3,3.3135999999999999E-3,2.4918000000000002E-3,3.4467999999999999E-2,6.9173999999999998E-3,6.5269999999999998E-3,6.0201999999999999E-3,6.3045999999999996E-3,5.6146E-3,6.0174E-3,6.9692E-3,5.3378000000000002E-3,5.0565999999999996E-3,9.4800000000000006E-3,4.0588000000000004E-3,1.4162000000000001E-3,3.3325999999999998E-3,4.2882999999999998E-2,7.3999999999999996E-2,0.14454,3.0616000000000001E-2,1.8529E-2,4.5693999999999999E-2,2.6665000000000001E-2,5.5794000000000003E-2,0.28871000000000002,0.23571,0.16836000000000001,0.36926999999999999,0.23571,0.13716999999999999,3.7793E-2,4.972E-2,6.5537999999999999E-2,9.5577999999999996E-2,6.8289000000000002E-2,0.14204,0.18240999999999999,0.17346,7.6224E-2,4.9728000000000001E-2,0.10678,5.0459999999999998E-2,0.15587999999999999,7.4292999999999998E-2,0.12867999999999999,0.10704,6.8358000000000002E-2,0.11305,8.4766999999999995E-2,8.3105999999999999E-2,7.1514999999999995E-2,9.2876E-2,0.15572,8.3973000000000006E-2,8.7742000000000001E-2,6.7427000000000001E-2,5.1847999999999998E-2,8.4073999999999996E-2,5.1090999999999998E-2,0.10011,0.13439000000000001,0.10155,9.9751000000000006E-2,0.10396,0.20638000000000001,5.4729E-2,6.515E-2,8.5311999999999999E-2,5.8478000000000002E-2,8.7528999999999996E-2,6.1352999999999998E-2,0.16045000000000001,0.33742,2.7056E-2,0.18326999999999999,0.15378,7.3439000000000004E-2,0.12282999999999999,0.19192000000000001,0.10748000000000001,4.1260999999999999E-2,3.0418000000000001E-2,2.5111000000000001E-2,3.2111000000000001E-2,3.4575000000000002E-2,0.10868,0.10604,7.9219999999999999E-2,7.7952999999999995E-2,0.22814000000000001,0.12257999999999999,9.3866000000000005E-2,0.17135,6.7226999999999995E-2,1.6947E-2,4.1839000000000001E-2,2.828E-2,8.8977000000000001E-2,0.36974000000000001,5.4919999999999997E-2,0.17408000000000001,7.5661999999999993E-2,4.2918999999999999E-2,0.12154,0.11161,0.15162,0.16289999999999999,0.17641000000000001,0.15851000000000001,0.12592999999999999,5.0254E-2,0.11641,0.18106,0.12617999999999999,0.19939000000000001,0.27689999999999998,0.29827999999999999,0.31502000000000002,0.21621000000000001,0.14893000000000001,2.3368E-2,7.4662999999999993E-2,0.16904,0.11771,5.4861E-2,6.9541000000000006E-2,2.4681999999999999E-2,4.6420000000000003E-2,8.6259000000000002E-2,3.6978999999999998E-2,2.3247E-2,5.1110000000000003E-2,5.5302999999999998E-2,1.7913999999999999E-2,3.8006999999999999E-2,0.10331,0.16270000000000001,7.5040999999999997E-2,4.7305E-2,4.2467999999999999E-2,3.7901999999999998E-2,0.28122999999999998,0.40871000000000002,0.27456000000000003,0.30965999999999999,0.57562999999999998,0.67581999999999998,0.74039999999999995,6.3509878064524836E-3,0.80495000000000005,0.82601999999999998,0.84375999999999995,0.64605614820621993,8.8920000000000006E-3,4.2115E-2,6.6752000000000006E-2,0.11866,0.24823999999999999,0.42529,0.60724999999999996,0.76366000000000001,1,0,0.23039999999999999,0,0,6.5835185523610562E-5,6.9295216235332191E-5,1.5293131582438946E-4,8.3332211943343282E-5,1.8387413001619279E-4,9.5696617790963501E-5,2.574963727965951E-4,1.7634558025747538E-4,2.9481563251465559E-4,2.863905974663794E-4,2.5291999918408692E-4,9.9755750852636993E-5,3.8021212094463408E-4,1.1615765106398612E-4,2.5498817558400333E-4,2.4879383272491395E-4,3.1366563052870333E-4,3.2902599195949733E-4,2.8500714688561857E-4,1.2320131645537913E-4,3.0521705048158765E-4,2.1267935517244041E-4,2.9878492932766676E-4,3.9279411430470645E-4,3.3432530472055078E-4,2.9584093135781586E-4,null,null,null,null,null,2.1159999999999998E-3,2.6389999999999999E-3,1.5900000000000001E-2,4.15E-3,0,0,0,0,0,3.0200000000000001E-2,6.6E-3,2.0874E-2,0]
[424,0.17480999999999999,0.12962000000000001,9.2495999999999995E-2,6.2615000000000004E-2,0.18237999999999999,0.12242,0.18736,0.12633,9.8466999999999999E-2,6.5951999999999997E-2,4.3327999999999998E-2,1.9144999999999999E-2,2.0896999999999999E-2,7.8615000000000004E-2,0.12058000000000001,0.11398,6.1873999999999998E-2,0.10104,7.2727E-2,0.17774999999999999,0.12187000000000001,0.11007,9.5543000000000003E-2,0.17369999999999999,0.11999,0.18237999999999999,0.12814,0.1103,7.4034000000000003E-2,2.3924000000000001E-2,3.7087000000000002E-2,0.55025000000000002,7.5504000000000002E-2,1.3919000000000001E-2,2.0653000000000001E-2,1.1882E-2,3.0984000000000001E-2,2.5409999999999999E-2,2.5368000000000002E-2,3.6500999999999999E-2,4.7612000000000002E-2,3.0085000000000001E-2,6.6211000000000006E-2,6.4727000000000007E-2,5.4295999999999997E-2,8.5436999999999999E-2,7.0829000000000003E-2,1.6404999999999999E-2,3.0088E-2,4.4981E-2,6.6114999999999993E-2,1.6711E-2,6.7461999999999999E-3,0,2.5784000000000001E-2,2.1094999999999999E-2,1.8589000000000001E-2,4.2176999999999999E-2,3.9246000000000003E-2,7.9891000000000004E-2,7.2376999999999997E-2,0.19481000000000001,0.25258000000000003,0.12927,0.41800999999999999,0.48,0.12202,0.26032,0.41428999999999999,0.25134000000000001,0.37634000000000001,3.7287000000000001E-2,1.8571000000000001E-2,4.4096000000000003E-2,1.9793000000000002E-2,8.7985999999999995E-2,8.0756999999999995E-2,0.128,0.1118,0.14515,8.7082000000000007E-2,8.1337999999999994E-2,9.0293999999999999E-2,8.7233000000000005E-2,7.3167999999999997E-2,8.5804000000000005E-2,6.0760000000000002E-2,7.9889000000000002E-2,0.26896999999999999,3.7201999999999999E-2,1.8182E-2,3.3230999999999997E-2,5.8309E-2,5.5536000000000002E-2,3.5999999999999997E-2,2.6530000000000001E-2,4.5360999999999999E-2,4.3999999999999997E-2,2.069E-2,8.8888999999999996E-2,4.5360999999999999E-2,7.2165000000000007E-2,9.4356999999999996E-2,0.19128000000000001,1.8182E-2,1.8557000000000001E-2,8.0808000000000008E-3,3.5050999999999999E-2,1.9394E-3,3.3457999999999999E-3,1.4061000000000001E-2,1.0034E-2,9.2081999999999997E-3,1.0411E-2,8.0915999999999991E-3,4.6682E-3,4.2880000000000001E-3,2.4564000000000001E-3,2.3931999999999998E-3,2.0224000000000002E-3,9.3804000000000005E-3,1.1974E-2,1.5640000000000001E-2,3.2789999999999998E-3,1.9308000000000001E-3,1.5096E-3,1.0744000000000001E-3,2.1608E-3,6.3239999999999998E-4,3.6180000000000001E-4,2.1800000000000001E-4,1.7880000000000001E-4,2.744E-4,3.2840000000000001E-4,1.0566E-3,2.1719999999999999E-4,2.4403000000000001E-2,6.3266000000000003E-2,4.5360999999999999E-2,1.8182E-2,2.7082999999999999E-2,3.0983E-2,2.0997999999999999E-2,3.8018999999999997E-2,1.7798999999999999E-2,3.1210000000000001E-3,4.0974000000000002E-3,3.4846E-3,3.7523999999999999E-3,3.2445999999999998E-3,3.1740000000000002E-3,3.5174E-3,3.7948000000000001E-3,2.8793999999999998E-3,3.9659E-2,7.9582000000000003E-3,7.4929999999999997E-3,6.9315999999999996E-3,7.2677999999999996E-3,6.4628000000000003E-3,6.9281999999999998E-3,8.0076000000000001E-3,6.1453999999999996E-3,5.8237999999999996E-3,1.1034E-2,4.7223999999999999E-3,1.6266E-3,3.8698000000000001E-3,4.6636999999999998E-2,8.2000000000000003E-2,0.16270999999999999,3.4934E-2,2.1402999999999998E-2,5.2082000000000003E-2,2.9468000000000001E-2,6.3089000000000006E-2,0.32168999999999998,0.2581,0.18406,0.40639999999999998,0.2581,0.1517,4.1591999999999997E-2,5.4628000000000003E-2,7.288E-2,0.10725,7.7511999999999998E-2,0.16228999999999999,0.20666000000000001,0.19882,8.5308999999999996E-2,5.5717000000000003E-2,0.11821,5.5003000000000003E-2,0.17574000000000001,8.4168000000000007E-2,0.14252999999999999,0.11842999999999999,7.6924000000000006E-2,0.12529000000000001,9.4594999999999999E-2,9.2643000000000003E-2,7.9697000000000004E-2,0.1036,0.17054,9.3905000000000002E-2,9.8197000000000007E-2,7.4464000000000002E-2,5.7943000000000001E-2,9.6068000000000001E-2,5.7494999999999997E-2,0.11061,0.15054999999999999,0.11218,0.11043,0.11501,0.22706000000000001,6.1026999999999998E-2,7.3124999999999996E-2,9.4495999999999997E-2,6.6512000000000002E-2,0.10049,6.8115999999999996E-2,0.17802999999999999,0.37894,3.0806E-2,0.20730000000000001,0.17591999999999999,8.2017999999999994E-2,0.13628000000000001,0.21557999999999999,0.11887,4.7048E-2,3.4221000000000001E-2,2.8139000000000001E-2,3.5966999999999999E-2,3.8649000000000003E-2,0.12180000000000001,0.11788,8.7723999999999996E-2,8.6720000000000005E-2,0.25170999999999999,0.13705000000000001,0.10644000000000001,0.19045000000000001,7.4745000000000006E-2,1.8991999999999998E-2,4.7357000000000003E-2,3.0249999999999999E-2,9.9849999999999994E-2,0.40878999999999999,6.1022E-2,0.19414999999999999,8.3493999999999999E-2,4.7017999999999997E-2,0.13364999999999999,0.12554999999999999,0.17136999999999999,0.18440000000000001,0.19924,0.17907999999999999,0.14327000000000001,5.6346E-2,0.13095999999999999,0.19955999999999999,0.14055000000000001,0.22125,0.30869000000000002,0.33193,0.34699999999999998,0.23891000000000001,0.16832,2.6141999999999999E-2,8.3400000000000002E-2,0.18778,0.13052,5.9678000000000002E-2,7.8353000000000006E-2,2.7324999999999999E-2,5.2583999999999999E-2,9.7895999999999997E-2,4.1700000000000001E-2,2.6002000000000001E-2,5.7661999999999998E-2,6.3963000000000006E-2,1.9037999999999999E-2,4.1772999999999998E-2,0.11736000000000001,0.18389,8.5597999999999994E-2,5.4462000000000003E-2,4.8906999999999999E-2,4.2173000000000002E-2,0.27514,0.40146999999999999,0.26541999999999999,0.29635,0.57347999999999999,0.67232000000000003,0.73565999999999998,6.2893458149427461E-3,0.79837000000000002,0.81872999999999996,0.83586000000000005,0.64656354256397885,9.1409999999999998E-3,4.2965000000000003E-2,6.7943000000000003E-2,0.12043,0.251,0.42881000000000002,0.61094000000000004,0.76695000000000002,1,0,0.24414,0,0,6.9897731009405106E-5,7.3988783697132021E-5,1.766261993907392E-4,8.649940718896687E-5,2.1572994592133909E-4,9.8047697974834591E-5,2.9807805549353361E-4,2.0131113706156611E-4,3.4114631125703454E-4,3.2772243139334023E-4,2.8110004495829344E-4,9.9358097941149026E-5,4.3464679038152099E-4,1.223315775860101E-4,2.9475151677615941E-4,2.7715941541828215E-4,3.648704441729933E-4,3.7344254087656736E-4,3.2145282602868974E-4,1.383638009428978E-4,3.5543815465644002E-4,2.305445377714932E-4,3.3281542710028589E-4,4.4901136425323784E-4,3.7468140362761915E-4,3.2745901262387633E-4,null,null,null,null,null,2.1480000000000002E-3,2.6419999999999998E-3,1.7899999999999999E-2,4.1619999999999999E-3,0,0,0,0,0,3.3000000000000002E-2,6.7000000000000002E-3,2.1610999999999998E-2,0]
[425,0.17838000000000001,0.13208,9.4191999999999998E-2,6.3738000000000003E-2,0.18597,0.12481,0.19053,0.12962000000000001,0.10117,6.9751999999999995E-2,4.5717000000000001E-2,1.9990999999999998E-2,2.1239999999999998E-2,8.0421999999999993E-2,0.12298000000000001,0.11878,6.3004000000000004E-2,0.10363,7.5092000000000006E-2,0.18104000000000001,0.12454999999999999,0.11233,9.7486000000000003E-2,0.17762,0.12307,0.18612999999999999,0.13077,0.11237,7.5548000000000004E-2,2.4983999999999999E-2,3.8806E-2,0.67323999999999995,7.9504000000000005E-2,1.4551E-2,2.1551000000000001E-2,1.2455000000000001E-2,3.2763E-2,2.7E-2,2.6894000000000001E-2,3.8663000000000003E-2,5.0134999999999999E-2,3.1921999999999999E-2,7.0408999999999999E-2,6.8670999999999996E-2,5.7803E-2,9.0909000000000004E-2,7.5440999999999994E-2,1.6962000000000001E-2,3.1857999999999997E-2,4.7400999999999999E-2,7.0019999999999999E-2,1.7770999999999999E-2,7.1739999999999998E-3,0,2.7418999999999999E-2,2.1543E-2,1.9E-2,4.2790000000000002E-2,3.9952000000000001E-2,8.1975000000000006E-2,7.3900999999999994E-2,0.18182000000000001,0.24059,0.13414999999999999,0.42104000000000003,0.48570999999999998,0.14005999999999999,0.25109999999999999,0.41532999999999998,0.23794999999999999,0.37857000000000002,3.9976999999999999E-2,2.0038E-2,4.6753999999999997E-2,2.0722000000000001E-2,9.0106000000000006E-2,8.2054000000000002E-2,0.13,0.11372,0.14795,8.8353000000000001E-2,8.2650000000000001E-2,9.2356999999999995E-2,8.8551000000000005E-2,7.4435000000000001E-2,8.7224999999999997E-2,6.1709E-2,8.1238000000000005E-2,0.27192,4.1512E-2,2.0202000000000001E-2,3.6011000000000001E-2,6.4380000000000007E-2,6.1317999999999998E-2,0.04,3.0612E-2,5.1546000000000002E-2,0.05,2.2523999999999999E-2,0.10101,5.1546000000000002E-2,8.2474000000000006E-2,8.5999000000000006E-2,0.17607999999999999,2.0202000000000001E-2,2.0618999999999998E-2,1.0101000000000001E-2,4.1237000000000003E-2,2.0760000000000002E-3,3.6879999999999999E-3,1.4775E-2,1.1344999999999999E-2,1.0361E-2,1.1714E-2,9.1489999999999991E-3,5.156E-3,4.8820000000000001E-3,2.82E-3,2.748E-3,2.3219999999999998E-3,1.0470999999999999E-2,1.3098E-2,1.7149999999999999E-2,3.774E-3,2.2239999999999998E-3,1.7440000000000001E-3,1.0690000000000001E-3,2.2720000000000001E-3,7.3700000000000002E-4,4.2299999999999998E-4,2.5500000000000002E-4,2.0900000000000001E-4,3.21E-4,3.8400000000000001E-4,1.1169999999999999E-3,2.5399999999999999E-4,2.6818000000000002E-2,7.1429000000000006E-2,5.1546000000000002E-2,2.0202000000000001E-2,3.125E-2,3.4152000000000002E-2,2.3387000000000002E-2,4.3167999999999998E-2,2.0105999999999999E-2,3.4480000000000001E-3,4.64E-3,3.9399999999999999E-3,4.2459999999999998E-3,3.6419999999999998E-3,3.5969999999999999E-3,3.9649999999999998E-3,4.2760000000000003E-3,3.2669999999999999E-3,4.4849E-2,8.9990000000000001E-3,8.4589999999999995E-3,7.8429999999999993E-3,8.2310000000000005E-3,7.3109999999999998E-3,7.8390000000000005E-3,9.0460000000000002E-3,6.953E-3,6.5909999999999996E-3,1.2588E-2,5.3860000000000002E-3,1.8370000000000001E-3,4.4070000000000003E-3,5.0390999999999998E-2,0.09,0.18088000000000001,3.9251000000000001E-2,2.4277E-2,5.8471000000000002E-2,3.2271000000000001E-2,7.0385000000000003E-2,0.35468,0.28049000000000002,0.19975999999999999,0.44352000000000003,0.28049000000000002,0.16622999999999999,4.5391000000000001E-2,5.9535999999999999E-2,8.0222000000000002E-2,0.11892,8.6735000000000007E-2,0.18254999999999999,0.23091,0.22417000000000001,9.4393000000000005E-2,6.1705999999999997E-2,0.12963,5.9546000000000002E-2,0.1956,9.4043000000000002E-2,0.15637000000000001,0.12981999999999999,8.5489999999999997E-2,0.13753000000000001,0.10442,0.10218000000000001,8.7878999999999999E-2,0.11433,0.18536,0.10384,0.10865,8.1502000000000005E-2,6.4037999999999998E-2,0.10806,6.3898999999999997E-2,0.12111,0.16671,0.12282,0.12111,0.12606000000000001,0.24773000000000001,6.7325999999999997E-2,8.1101000000000006E-2,0.10367999999999999,7.4545E-2,0.11345,7.4879000000000001E-2,0.19561000000000001,0.42047000000000001,3.4556999999999997E-2,0.23133000000000001,0.19806000000000001,9.0596999999999997E-2,0.14973,0.23924000000000001,0.13025999999999999,5.2836000000000001E-2,3.8023000000000001E-2,3.1167E-2,3.9822999999999997E-2,4.2722000000000003E-2,0.13491,0.12972,9.6227999999999994E-2,9.5487000000000002E-2,0.27528999999999998,0.15151999999999999,0.11901,0.20954999999999999,8.2263000000000003E-2,2.1037E-2,5.2873999999999997E-2,3.2219999999999999E-2,0.11072,0.44784000000000002,6.7124000000000003E-2,0.21423,9.1327000000000005E-2,5.1117999999999997E-2,0.14576,0.13947999999999999,0.19112000000000001,0.20591000000000001,0.22206999999999999,0.19966,0.16061,6.2436999999999999E-2,0.14551,0.21804999999999999,0.15493000000000001,0.24312,0.34048,0.36558000000000002,0.37898999999999999,0.26162000000000002,0.18770999999999999,2.8917000000000002E-2,9.2136999999999997E-2,0.20652000000000001,0.14332,6.4494999999999997E-2,8.7165999999999993E-2,2.9968000000000002E-2,5.8748000000000002E-2,0.10953,4.6420999999999997E-2,2.8757000000000001E-2,6.4213999999999993E-2,7.2622000000000006E-2,2.0161999999999999E-2,4.5539000000000003E-2,0.13139999999999999,0.20508000000000001,9.6155000000000004E-2,6.1619E-2,5.5345999999999999E-2,4.6442999999999998E-2,0.26904,0.39423000000000002,0.25627,0.28303,0.57133999999999996,0.66881000000000002,0.73092999999999997,6.2351755799796328E-3,0.79178999999999999,0.81142999999999998,0.82794999999999996,0.64706011732148438,9.3900000000000008E-3,4.3815E-2,6.9134000000000001E-2,0.1222,0.25377,0.43234,0.61462000000000006,0.77022999999999997,1,0,0.25788,0,0,7.376549910986796E-5,7.8979690442793071E-5,2.0340832998044789E-4,8.9474327978678048E-5,2.5170031585730612E-4,1.0100043436978012E-4,3.4414601395837963E-4,2.2970860300119966E-4,3.932602412533015E-4,3.739957173820585E-4,3.1229347223415971E-4,9.937151480698958E-5,4.956158809363842E-4,1.2858959962613881E-4,3.3922455622814596E-4,3.0868890462443233E-4,4.2251890408806503E-4,4.2352688615210354E-4,3.6228747921995819E-4,1.5512945537921041E-4,4.1224705637432635E-4,2.4909173953346908E-4,3.7027682992629707E-4,5.1145115867257118E-4,4.1977176442742348E-4,3.6241361522115767E-4,null,null,null,null,null,2.186E-3,2.6419999999999998E-3,2.01E-2,4.1669999999999997E-3,0,0,0,0,0,3.5999999999999997E-2,8.3000000000000001E-3,2.2183999999999999E-2,0]
[426,0.18190999999999999,0.13458999999999999,9.5949999999999994E-2,6.4861000000000002E-2,0.18955,0.12714,0.19388,0.13355,0.10435,7.4121999999999993E-2,4.8902000000000001E-2,2.1187999999999999E-2,2.1319000000000001E-2,8.2716999999999999E-2,0.1237,0.12267,6.3621999999999998E-2,0.10653,7.6829999999999996E-2,0.18425,0.12694,0.11384,9.9446000000000007E-2,0.18157000000000001,0.12567,0.18886,0.13325000000000001,0.11462,7.6874999999999999E-2,2.6082000000000001E-2,4.0871999999999999E-2,0.55444000000000004,8.3767999999999995E-2,1.519E-2,2.2908999999999999E-2,1.3181E-2,3.4356999999999999E-2,2.8511999999999999E-2,2.8496E-2,4.0751999999999997E-2,5.3261999999999997E-2,3.3957000000000001E-2,7.4721999999999997E-2,7.2931999999999997E-2,6.1580999999999997E-2,9.6764000000000003E-2,8.0460000000000004E-2,1.7687999999999999E-2,3.3168000000000003E-2,4.9979000000000003E-2,7.3925000000000005E-2,1.8859999999999998E-2,7.6134000000000002E-3,0,2.9099E-2,2.1995000000000001E-2,1.9331999999999998E-2,4.4444999999999998E-2,4.2362999999999998E-2,8.5259000000000001E-2,7.6842999999999995E-2,0.17143,0.23236000000000001,0.13902,0.41369,0.48857,0.12709999999999999,0.23826,0.40527999999999997,0.22831000000000001,0.37297000000000002,5.9877E-2,2.2509000000000001E-2,5.4583E-2,2.3251000000000001E-2,9.2226000000000002E-2,8.3242999999999998E-2,0.13200000000000001,0.11564000000000001,0.15078,8.9692999999999995E-2,8.4290000000000004E-2,9.4131999999999993E-2,8.9354000000000003E-2,7.5760999999999995E-2,8.8811000000000001E-2,6.2975000000000003E-2,8.1681000000000004E-2,0.27467999999999998,4.9353000000000001E-2,2.2221999999999999E-2,4.0612000000000002E-2,7.3719000000000007E-2,7.0212999999999998E-2,4.3999999999999997E-2,4.0815999999999998E-2,6.3917000000000002E-2,0.06,2.6183000000000001E-2,0.12323000000000001,6.1855E-2,0.10309,8.5800000000000001E-2,0.17394000000000001,2.4242E-2,2.4743000000000001E-2,1.4141000000000001E-2,5.1546000000000002E-2,2.7038000000000001E-3,4.8332000000000002E-3,1.6241999999999999E-2,1.3826E-2,1.2425E-2,1.4047E-2,1.115E-2,6.8941999999999996E-3,6.1066000000000002E-3,3.6562000000000001E-3,3.5672E-3,3.0116000000000001E-3,1.2241999999999999E-2,1.5273E-2,2.0400999999999999E-2,4.9541999999999997E-3,2.931E-3,2.3333999999999998E-3,1.2718E-3,2.5745999999999998E-3,1.0378E-3,6.0820000000000004E-4,3.6680000000000003E-4,3.0079999999999999E-4,4.6200000000000001E-4,5.5259999999999999E-4,1.2390000000000001E-3,3.6519999999999999E-4,3.1189999999999999E-2,8.7755E-2,6.5978999999999996E-2,2.2221999999999999E-2,3.7499999999999999E-2,3.9498999999999999E-2,2.7311999999999999E-2,5.4795000000000003E-2,2.5141E-2,4.3337999999999996E-3,5.8729999999999997E-3,4.9522000000000004E-3,5.4153999999999999E-3,4.6255999999999997E-3,4.62E-3,5.0134000000000003E-3,5.5370000000000003E-3,4.1399999999999996E-3,5.5992E-2,1.1509E-2,1.0829E-2,1.0049000000000001E-2,1.0518E-2,9.3568000000000002E-3,9.9304000000000007E-3,1.1553000000000001E-2,8.8783999999999998E-3,8.4162000000000004E-3,1.5876999999999999E-2,6.7853999999999996E-3,2.1770000000000001E-3,5.5849999999999997E-3,5.3848E-2,0.10199999999999999,0.20816000000000001,4.7878999999999998E-2,3.0023000000000001E-2,7.1064000000000002E-2,3.6348999999999999E-2,8.1117999999999996E-2,0.40301999999999999,0.31164999999999998,0.21965000000000001,0.48704999999999998,0.31164999999999998,0.18798000000000001,5.2332999999999998E-2,6.7829E-2,9.0917999999999999E-2,0.13824,9.5958000000000002E-2,0.20280999999999999,0.25517000000000001,0.24953,0.10915999999999999,7.2232000000000005E-2,0.14726,6.8589999999999998E-2,0.22237000000000001,0.10392,0.17422000000000001,0.14501,0.10142,0.15373000000000001,0.11817999999999999,0.11552999999999999,9.9393999999999996E-2,0.13123000000000001,0.20594999999999999,0.12077,0.12631999999999999,9.1633000000000006E-2,7.0133000000000001E-2,0.12651999999999999,7.4132000000000003E-2,0.13774,0.19056999999999999,0.13969000000000001,0.13816999999999999,0.14382,0.27868999999999999,7.7437000000000006E-2,9.3611E-2,0.11629,8.2577999999999999E-2,0.12642,8.5024000000000002E-2,0.22405,0.45943000000000001,3.8308000000000002E-2,0.25536999999999999,0.22019,0.10349999999999999,0.16830000000000001,0.26290999999999998,0.14821999999999999,5.8624000000000002E-2,4.4650000000000002E-2,3.6687999999999998E-2,4.6397000000000001E-2,4.9577999999999997E-2,0.14802000000000001,0.14155999999999999,0.10780000000000001,0.10947,0.30547999999999997,0.16599,0.13158,0.23665,9.5300999999999997E-2,2.3081999999999998E-2,6.4367999999999995E-2,3.6227000000000002E-2,0.12808,0.48688999999999999,7.7192999999999998E-2,0.24277000000000001,0.1037,5.6279999999999997E-2,0.16088,0.15342,0.21088000000000001,0.22741,0.24490000000000001,0.22023000000000001,0.17793999999999999,7.2386000000000006E-2,0.16653000000000001,0.24453,0.17435999999999999,0.27323999999999998,0.38191999999999998,0.40808,0.41316999999999998,0.29448000000000002,0.20710000000000001,3.1691999999999998E-2,0.10469000000000001,0.22766,0.16014,7.2640999999999997E-2,0.10049,3.4457000000000002E-2,6.8941000000000002E-2,0.12798999999999999,5.2831000000000003E-2,3.3453999999999998E-2,7.4573E-2,8.5185999999999998E-2,2.2173999999999999E-2,5.0709999999999998E-2,0.15348000000000001,0.23537,0.11359,7.4726000000000001E-2,6.7316000000000001E-2,5.5015000000000001E-2,0.26336999999999999,0.38579000000000002,0.24387,0.27178999999999998,0.56918999999999997,0.6653,0.72619,6.1810053450219778E-3,0.78520999999999996,0.80413999999999997,0.82004999999999995,0.64754582818561235,9.6688E-3,4.4727000000000003E-2,7.0396E-2,0.12404999999999999,0.25657999999999997,0.43586000000000003,0.61824999999999997,0.77339999999999998,1,0,0.26399,0,0,7.7889373642392457E-5,8.4468272689264268E-5,2.3367015819530934E-4,9.2436741397250444E-5,2.9194384114816785E-4,1.050878272508271E-4,3.9625924546271563E-4,2.6168348267674446E-4,4.5170771772973239E-4,4.2582492460496724E-4,3.4693916677497327E-4,1.0032594582298771E-4,5.6377466535195708E-4,1.3522942026611418E-4,3.8886934635229409E-4,3.434342797845602E-4,4.870883421972394E-4,4.7979742521420121E-4,4.0812062798067927E-4,1.7364960513077676E-4,4.7608415479771793E-4,2.6875341427512467E-4,4.1152414632961154E-4,5.8053492102771997E-4,4.7007875400595367E-4,4.0102540515363216E-4,null,null,null,null,null,2.271E-3,2.5739999999999999E-3,2.0400000000000001E-2,4.0740000000000004E-3,0,0,0,0,0,3.8899999999999997E-2,8.9999999999999993E-3,2.2598E-2,0]
[427,0.18543999999999999,0.13711000000000001,9.7708000000000003E-2,6.5984000000000001E-2,0.19313,0.12947,0.19724,0.13747999999999999,0.10754,7.8491000000000005E-2,5.2087000000000001E-2,2.2384000000000001E-2,2.1398E-2,8.5012000000000004E-2,0.12442,0.12655,6.4240000000000005E-2,0.10943,7.8569E-2,0.18745999999999999,0.12933,0.11534,0.10141,0.18551999999999999,0.12827,0.19159000000000001,0.13572000000000001,0.11687,7.8201999999999994E-2,2.7179999999999999E-2,4.2937000000000003E-2,0.43564999999999998,8.8033E-2,1.5828999999999999E-2,2.4267E-2,1.3906999999999999E-2,3.5950000000000003E-2,3.0023999999999999E-2,3.0096999999999999E-2,4.2840999999999997E-2,5.6388000000000001E-2,3.5992000000000003E-2,7.9035999999999995E-2,7.7192999999999998E-2,6.5359E-2,0.10262,8.5478999999999999E-2,1.8414E-2,3.4478000000000002E-2,5.2557E-2,7.7829999999999996E-2,1.9948E-2,8.0528000000000006E-3,0,3.0778E-2,2.2447000000000002E-2,1.9664999999999998E-2,4.6100000000000002E-2,4.4773E-2,8.8541999999999996E-2,7.9784999999999995E-2,0.16103999999999999,0.22412000000000001,0.1439,0.40633999999999998,0.49142999999999998,0.11415,0.22542999999999999,0.39523000000000003,0.21867,0.36736999999999997,7.9777000000000001E-2,2.4981E-2,6.2413000000000003E-2,2.5780999999999998E-2,9.4345999999999999E-2,8.4431999999999993E-2,0.13400000000000001,0.11756,0.15359999999999999,9.1032000000000002E-2,8.5930000000000006E-2,9.5907000000000006E-2,9.0157000000000001E-2,7.7087000000000003E-2,9.0396000000000004E-2,6.4241000000000006E-2,8.2124000000000003E-2,0.27744000000000002,5.7194000000000002E-2,2.4242E-2,4.5213000000000003E-2,8.3058000000000007E-2,7.9108999999999999E-2,4.8000000000000001E-2,5.1020000000000003E-2,7.6287999999999995E-2,7.0000000000000007E-2,2.9840999999999999E-2,0.14545,7.2165000000000007E-2,0.12371,8.5601999999999998E-2,0.17180000000000001,2.8282999999999999E-2,2.8865999999999999E-2,1.8182E-2,6.1856000000000001E-2,3.3316000000000001E-3,5.9784E-3,1.7708999999999999E-2,1.6308E-2,1.4489E-2,1.6379999999999999E-2,1.315E-2,8.6324000000000001E-3,7.3312000000000004E-3,4.4923999999999997E-3,4.3864000000000004E-3,3.7012E-3,1.4012E-2,1.7448000000000002E-2,2.3651999999999999E-2,6.1343999999999999E-3,3.6380000000000002E-3,2.9228000000000001E-3,1.4746E-3,2.8771999999999999E-3,1.3385999999999999E-3,7.9339999999999999E-4,4.7859999999999998E-4,3.926E-4,6.0300000000000002E-4,7.2119999999999997E-4,1.361E-3,4.7639999999999998E-4,3.5562000000000003E-2,0.10408000000000001,8.0411999999999997E-2,2.4242E-2,4.3749999999999997E-2,4.4845999999999997E-2,3.1236E-2,6.6421999999999995E-2,3.0176000000000001E-2,5.2195999999999996E-3,7.1060000000000003E-3,5.9643999999999999E-3,6.5848E-3,5.6091999999999999E-3,5.6429999999999996E-3,6.0618E-3,6.7980000000000002E-3,5.0130000000000001E-3,6.7133999999999999E-2,1.4017999999999999E-2,1.3199000000000001E-2,1.2253999999999999E-2,1.2805E-2,1.1403E-2,1.2022E-2,1.406E-2,1.0803999999999999E-2,1.0241E-2,1.9165000000000001E-2,8.1848000000000008E-3,2.5170000000000001E-3,6.7629999999999999E-3,5.7306000000000003E-2,0.114,0.23544000000000001,5.6508000000000003E-2,3.5769000000000002E-2,8.3656999999999995E-2,4.0426999999999998E-2,9.1851000000000002E-2,0.45134999999999997,0.34282000000000001,0.23954,0.53058000000000005,0.34282000000000001,0.20974000000000001,5.9275000000000001E-2,7.6121999999999995E-2,0.10161000000000001,0.15756000000000001,0.10518,0.22306000000000001,0.27942,0.27488000000000001,0.12392,8.2758999999999999E-2,0.16489999999999999,7.7634999999999996E-2,0.24914,0.11379,0.19208,0.16020000000000001,0.11736000000000001,0.16993,0.13194,0.12887999999999999,0.11090999999999999,0.14813999999999999,0.22653999999999999,0.13769999999999999,0.14399000000000001,0.10176,7.6228000000000004E-2,0.14496999999999999,8.4365999999999997E-2,0.15437000000000001,0.21443999999999999,0.15656999999999999,0.15522,0.16156999999999999,0.30964999999999998,8.7548000000000001E-2,0.10612000000000001,0.12889999999999999,9.0610999999999997E-2,0.13938,9.5169000000000004E-2,0.2525,0.49839,4.2057999999999998E-2,0.27939999999999998,0.24232999999999999,0.1164,0.18686,0.28656999999999999,0.16617000000000001,6.4410999999999996E-2,5.1277000000000003E-2,4.2209000000000003E-2,5.2970999999999997E-2,5.6432999999999997E-2,0.16113,0.15340000000000001,0.11937,0.12345,0.33567000000000002,0.18046000000000001,0.14416000000000001,0.26373999999999997,0.10834000000000001,2.5127E-2,7.5861999999999999E-2,4.0233999999999999E-2,0.14544000000000001,0.52593999999999996,8.7262000000000006E-2,0.27131,0.11608,6.1442999999999998E-2,0.17599999999999999,0.16736000000000001,0.23063,0.24890999999999999,0.26773000000000002,0.24079999999999999,0.19528000000000001,8.2335000000000005E-2,0.18754999999999999,0.27100999999999997,0.19378000000000001,0.30336000000000002,0.42336000000000001,0.45057999999999998,0.44735000000000003,0.32734999999999997,0.22649,3.4465999999999997E-2,0.11724,0.24879000000000001,0.17695,8.0785999999999997E-2,0.11380999999999999,3.8945E-2,7.9133999999999996E-2,0.14645,5.9241000000000002E-2,3.8151999999999998E-2,8.4931000000000006E-2,9.7750000000000004E-2,2.4187E-2,5.5881E-2,0.17555999999999999,0.26565,0.13103000000000001,8.7831999999999993E-2,7.9284999999999994E-2,6.3587000000000005E-2,0.25769999999999998,0.37735999999999997,0.23147000000000001,0.26055,0.56705000000000005,0.66178999999999999,0.72145000000000004,6.1193633535121614E-3,0.77863000000000004,0.79684999999999995,0.81213999999999997,0.64802063257003706,9.9475999999999992E-3,4.5637999999999998E-2,7.1656999999999998E-2,0.12589,0.25940000000000002,0.43937999999999999,0.62187000000000003,0.77656999999999998,1,0,0.27009,0,0,8.2708669651765376E-5,9.0611923951655626E-5,2.6779234758578241E-4,9.5401330327149481E-5,3.363345458637923E-4,1.1117402755189687E-4,4.552376049105078E-4,2.9733128030784428E-4,5.1694043213501573E-4,4.8383904504589736E-4,3.8529306766577065E-4,1.0326702613383532E-4,6.396161625161767E-4,1.4240018208511174E-4,4.4397378223948181E-4,3.8093404145911336E-4,5.5896310368552804E-4,5.4277223534882069E-4,4.5951941865496337E-4,1.9387793145142496E-4,5.472201737575233E-4,2.8969987761229277E-4,4.5655301073566079E-4,6.5627071307972074E-4,5.2605848759412766E-4,4.4327610521577299E-4,null,null,null,null,null,2.4250000000000001E-3,2.4090000000000001E-3,2.1600000000000001E-2,3.8530000000000001E-3,0,0,0,0,0,4.7500000000000001E-2,1.0999999999999999E-2,2.2949000000000001E-2,0]
[428,0.18895999999999999,0.13961999999999999,9.9467E-2,6.7107E-2,0.19671,0.1318,0.20058999999999999,0.14141000000000001,0.11073,8.2861000000000004E-2,5.5272000000000002E-2,2.3581000000000001E-2,2.1478000000000001E-2,8.7306999999999996E-2,0.12514,0.13044,6.4859E-2,0.11234,8.0307000000000003E-2,0.19067000000000001,0.13170999999999999,0.11685,0.10337,0.18947,0.13086999999999999,0.19431999999999999,0.13819999999999999,0.11913,7.9528000000000001E-2,2.8277E-2,4.5003000000000001E-2,0.31685999999999998,9.2297000000000004E-2,1.6468E-2,2.5625999999999999E-2,1.4633E-2,3.7544000000000001E-2,3.1536000000000002E-2,3.1698999999999998E-2,4.4930999999999999E-2,5.9514999999999998E-2,3.8026999999999998E-2,8.3349000000000006E-2,8.1455E-2,6.9138000000000005E-2,0.10847,9.0496999999999994E-2,1.9139E-2,3.5786999999999999E-2,5.5135000000000003E-2,8.1736000000000003E-2,2.1037E-2,8.4922000000000001E-3,0,3.2458000000000001E-2,2.2898999999999999E-2,1.9997000000000001E-2,4.7754999999999999E-2,4.7183999999999997E-2,9.1826000000000005E-2,8.2726999999999995E-2,0.15065000000000001,0.21589,0.14878,0.39899000000000001,0.49429000000000001,0.1012,0.21260000000000001,0.38518000000000002,0.20904,0.36177999999999999,9.9678000000000003E-2,2.7452000000000001E-2,7.0241999999999999E-2,2.8309999999999998E-2,9.6466999999999997E-2,8.5622000000000004E-2,0.13600000000000001,0.11948,0.15643000000000001,9.2371999999999996E-2,8.7568999999999994E-2,9.7683000000000006E-2,9.0959999999999999E-2,7.8412999999999997E-2,9.1981999999999994E-2,6.5505999999999995E-2,8.2568000000000003E-2,0.2802,6.5033999999999995E-2,2.6263000000000002E-2,4.9813000000000003E-2,9.2397999999999994E-2,8.8003999999999999E-2,5.1999999999999998E-2,6.1225000000000002E-2,8.8660000000000003E-2,0.08,3.3500000000000002E-2,0.16768,8.2474000000000006E-2,0.14433000000000001,8.5403000000000007E-2,0.16966000000000001,3.2322999999999998E-2,3.2989999999999998E-2,2.2221999999999999E-2,7.2165000000000007E-2,3.9594000000000001E-3,7.1235999999999999E-3,1.9175999999999999E-2,1.8789E-2,1.6552999999999998E-2,1.8714000000000001E-2,1.5151E-2,1.0371E-2,8.5558000000000006E-3,5.3286000000000002E-3,5.2056000000000003E-3,4.3908000000000003E-3,1.5782999999999998E-2,1.9622000000000001E-2,2.6903E-2,7.3146000000000001E-3,4.3449999999999999E-3,3.5122E-3,1.6773999999999999E-3,3.1798E-3,1.6394000000000001E-3,9.7860000000000004E-4,5.9040000000000004E-4,4.8440000000000001E-4,7.4399999999999998E-4,8.8980000000000005E-4,1.4829999999999999E-3,5.8759999999999997E-4,3.9933999999999997E-2,0.12041,9.4844999999999999E-2,2.6263000000000002E-2,0.05,5.0192000000000001E-2,3.5160999999999998E-2,7.8048999999999993E-2,3.5209999999999998E-2,6.1054000000000004E-3,8.3389999999999992E-3,6.9766000000000003E-3,7.7542000000000002E-3,6.5928000000000002E-3,6.6660000000000001E-3,7.1101999999999997E-3,8.0590000000000002E-3,5.8859999999999997E-3,7.8276999999999999E-2,1.6528000000000001E-2,1.5569E-2,1.4460000000000001E-2,1.5091E-2,1.3448E-2,1.4113000000000001E-2,1.6566999999999998E-2,1.2729000000000001E-2,1.2067E-2,2.2454000000000002E-2,9.5841999999999993E-3,2.8570000000000002E-3,7.9410000000000001E-3,6.0762999999999998E-2,0.126,0.26272000000000001,6.5135999999999999E-2,4.1515999999999997E-2,9.6249000000000001E-2,4.4505000000000003E-2,0.10258,0.49969000000000002,0.37397999999999998,0.25941999999999998,0.57410000000000005,0.37397999999999998,0.23149,6.6217999999999999E-2,8.4414000000000003E-2,0.11230999999999999,0.17688999999999999,0.1144,0.24332000000000001,0.30367,0.30023,0.13868,9.3285000000000007E-2,0.18253,8.6679000000000006E-2,0.27590999999999999,0.12367,0.20993000000000001,0.17538000000000001,0.13328999999999999,0.18612999999999999,0.1457,0.14223,0.12242,0.16503999999999999,0.24712999999999999,0.15462999999999999,0.16164999999999999,0.11189,8.2322999999999993E-2,0.16342000000000001,9.4599000000000003E-2,0.17101,0.23830000000000001,0.17344000000000001,0.17227000000000001,0.17932000000000001,0.34061999999999998,9.7658999999999996E-2,0.11863,0.14149999999999999,9.8644999999999997E-2,0.15234,0.10531,0.28094999999999998,0.53734999999999999,4.5809000000000002E-2,0.30342999999999998,0.26446999999999998,0.12931000000000001,0.20541999999999999,0.31023000000000001,0.18412999999999999,7.0198999999999998E-2,5.7903000000000003E-2,4.7729000000000001E-2,5.9545000000000001E-2,6.3288999999999998E-2,0.17424999999999999,0.16524,0.13095000000000001,0.13743,0.36586000000000002,0.19492999999999999,0.15673000000000001,0.29083999999999999,0.12138,2.7172999999999999E-2,8.7357000000000004E-2,4.4240000000000002E-2,0.16278999999999999,0.56498000000000004,9.733E-2,0.29985000000000001,0.12845000000000001,6.6604999999999998E-2,0.19112000000000001,0.18129000000000001,0.25039,0.27041999999999999,0.29055999999999998,0.26138,0.21262,9.2285000000000006E-2,0.20857000000000001,0.29749999999999999,0.21321000000000001,0.33349000000000001,0.46479999999999999,0.49307000000000001,0.48153000000000001,0.36020999999999997,0.24587999999999999,3.7241000000000003E-2,0.12978999999999999,0.26991999999999999,0.19375999999999999,8.8931999999999997E-2,0.12712999999999999,4.3434E-2,8.9326000000000003E-2,0.16489999999999999,6.5651000000000001E-2,4.2848999999999998E-2,9.529E-2,0.11031000000000001,2.6199E-2,6.1051000000000001E-2,0.19764000000000001,0.29593999999999998,0.14846000000000001,0.10094,9.1255000000000003E-2,7.2159000000000001E-2,0.25202999999999998,0.36892000000000003,0.21908,0.24931,0.56489999999999996,0.65827999999999998,0.71670999999999996,6.0614572402756728E-3,0.77205000000000001,0.78956000000000004,0.80423,0.64848448957772842,1.0226000000000001E-2,4.6550000000000001E-2,7.2918999999999998E-2,0.12773000000000001,0.26221,0.44291000000000003,0.62548999999999999,0.77973999999999999,1,0,0.27618999999999999,0,0,8.8658176537137479E-5,9.7551346698310226E-5,3.0615093419328332E-4,9.8318618256598711E-5,3.8463587407022715E-4,1.2025187606923282E-4,5.2200234495103359E-4,3.3672814606688917E-4,5.8937194989994168E-4,5.4867280414327979E-4,4.2754001333378255E-4,1.0944073437713087E-4,7.2357029421254992E-4,1.5019322745501995E-4,5.0475809257477522E-4,4.2052721255458891E-4,6.3849141588434577E-4,6.1296916101127863E-4,5.170345539227128E-4,2.1569132513832301E-4,6.2586012063547969E-4,3.1199955265037715E-4,5.0521944649517536E-4,7.3850591434165835E-4,5.8815680677071214E-4,4.8901577247306705E-4,null,null,null,null,null,2.6229999999999999E-3,2.2130000000000001E-3,2.2599999999999999E-2,3.5899999999999999E-3,0,0,0,0,0,4.8099999999999997E-2,1.11E-2,2.3262999999999999E-2,0]
[429,0.19248999999999999,0.14213999999999999,0.10122,6.8229999999999999E-2,0.20029,0.13413,0.20394000000000001,0.14534,0.11391999999999999,8.7230000000000002E-2,5.8457000000000002E-2,2.4777E-2,2.1557E-2,8.9602000000000001E-2,0.12587000000000001,0.13431999999999999,6.5476999999999994E-2,0.11524,8.2045999999999994E-2,0.19388,0.1341,0.11836000000000001,0.10532999999999999,0.19342000000000001,0.13347999999999999,0.19705,0.14066999999999999,0.12138,8.0854999999999996E-2,2.9374999999999998E-2,4.7067999999999999E-2,0.19806000000000001,9.6561999999999995E-2,1.7107000000000001E-2,2.6984000000000001E-2,1.5358999999999999E-2,3.9136999999999998E-2,3.3048000000000001E-2,3.3300000000000003E-2,4.7019999999999999E-2,6.2641000000000002E-2,4.0062E-2,8.7663000000000005E-2,8.5716000000000001E-2,7.2915999999999995E-2,0.11433,9.5516000000000004E-2,1.9865000000000001E-2,3.7096999999999998E-2,5.7713E-2,8.5640999999999995E-2,2.2124999999999999E-2,8.9315999999999996E-3,0,3.4137000000000001E-2,2.3351E-2,2.0330000000000001E-2,4.9410000000000003E-2,4.9593999999999999E-2,9.5108999999999999E-2,8.5668999999999995E-2,0.14026,0.20766000000000001,0.15365999999999999,0.39162999999999998,0.49714000000000003,8.8250999999999996E-2,0.19975999999999999,0.37513000000000002,0.19939999999999999,0.35618,0.11958000000000001,2.9923999999999999E-2,7.8072000000000003E-2,3.0839999999999999E-2,9.8586999999999994E-2,8.6810999999999999E-2,0.13800000000000001,0.12139999999999999,0.15925,9.3711000000000003E-2,8.9208999999999997E-2,9.9458000000000005E-2,9.1762999999999997E-2,7.9739000000000004E-2,9.3566999999999997E-2,6.6771999999999998E-2,8.3011000000000001E-2,0.28295999999999999,7.2874999999999995E-2,2.8282999999999999E-2,5.4413999999999997E-2,0.10174,9.69E-2,5.6000000000000001E-2,7.1429000000000006E-2,0.10102999999999999,0.09,3.7157999999999997E-2,0.18990000000000001,9.2784000000000005E-2,0.16495000000000001,8.5205000000000003E-2,0.16752,3.6364E-2,3.7113E-2,2.6263000000000002E-2,8.2475000000000007E-2,4.5871999999999996E-3,8.2687999999999998E-3,2.0643000000000002E-2,2.1271000000000002E-2,1.8617000000000002E-2,2.1047E-2,1.7151E-2,1.2109E-2,9.7803999999999999E-3,6.1647999999999998E-3,6.0248000000000003E-3,5.0803999999999997E-3,1.7552999999999999E-2,2.1797E-2,3.0154E-2,8.4948000000000003E-3,5.0520000000000001E-3,4.1016000000000004E-3,1.8802000000000001E-3,3.4824000000000001E-3,1.9402E-3,1.1638E-3,7.0220000000000005E-4,5.7620000000000002E-4,8.8500000000000004E-4,1.0583999999999999E-3,1.6050000000000001E-3,6.9879999999999996E-4,4.4305999999999998E-2,0.13672999999999999,0.10928,2.8282999999999999E-2,5.6250000000000001E-2,5.5538999999999998E-2,3.9085000000000002E-2,8.9676000000000006E-2,4.0245000000000003E-2,6.9912000000000004E-3,9.5720000000000006E-3,7.9888000000000008E-3,8.9236000000000003E-3,7.5763999999999996E-3,7.6889999999999997E-3,8.1586000000000002E-3,9.3200000000000002E-3,6.7590000000000003E-3,8.9418999999999998E-2,1.9036999999999998E-2,1.7939E-2,1.6664999999999999E-2,1.7378000000000001E-2,1.5494000000000001E-2,1.6205000000000001E-2,1.9074000000000001E-2,1.4655E-2,1.3892E-2,2.5742000000000001E-2,1.0984000000000001E-2,3.1970000000000002E-3,9.1190000000000004E-3,6.4221E-2,0.13800000000000001,0.28999999999999998,7.3764999999999997E-2,4.7261999999999998E-2,0.10884000000000001,4.8583000000000001E-2,0.11332,0.54801999999999995,0.40515000000000001,0.27931,0.61763000000000001,0.40515000000000001,0.25324000000000002,7.3160000000000003E-2,9.2706999999999998E-2,0.12300999999999999,0.19621,0.12363,0.26357999999999998,0.32791999999999999,0.32558999999999999,0.15343999999999999,0.10381,0.20016,9.5724000000000004E-2,0.30268,0.13353999999999999,0.22778999999999999,0.19056999999999999,0.14923,0.20233000000000001,0.15945999999999999,0.15559000000000001,0.13394,0.18193999999999999,0.26772000000000001,0.17155999999999999,0.17932000000000001,0.12203,8.8417999999999997E-2,0.18187999999999999,0.10483000000000001,0.18764,0.26216,0.19031999999999999,0.18931999999999999,0.19707,0.37158000000000002,0.10777,0.13114000000000001,0.15411,0.10668,0.1653,0.11545999999999999,0.30940000000000001,0.57630999999999999,4.9558999999999999E-2,0.32746999999999998,0.28660999999999998,0.14221,0.22398999999999999,0.33389999999999997,0.20208000000000001,7.5985999999999998E-2,6.4530000000000004E-2,5.3249999999999999E-2,6.6118999999999997E-2,7.0143999999999998E-2,0.18736,0.17707999999999999,0.14252000000000001,0.15142,0.39605000000000001,0.2094,0.16930000000000001,0.31792999999999999,0.13441,2.9218000000000001E-2,9.8850999999999994E-2,4.8246999999999998E-2,0.18015,0.60402999999999996,0.1074,0.32838000000000001,0.14082,7.1767999999999998E-2,0.20624000000000001,0.19522999999999999,0.27013999999999999,0.29192000000000001,0.31340000000000001,0.28194999999999998,0.22996,0.10223,0.22958999999999999,0.32397999999999999,0.23264000000000001,0.36360999999999999,0.50624000000000002,0.53556999999999999,0.51571,0.39307999999999998,0.26527000000000001,4.0015000000000002E-2,0.14233999999999999,0.29104999999999998,0.21057000000000001,9.7076999999999997E-2,0.14044999999999999,4.7921999999999999E-2,9.9518999999999996E-2,0.18336,7.2061E-2,4.7546999999999999E-2,0.10564999999999999,0.12288,2.8212000000000001E-2,6.6222000000000003E-2,0.21972,0.32623000000000002,0.16589999999999999,0.11405,0.10322000000000001,8.0730999999999997E-2,0.24636,0.36048999999999998,0.20668,0.23805999999999999,0.56276000000000004,0.65478000000000003,0.71196999999999999,6.0184946401324966E-3,0.76546999999999998,0.78225999999999996,0.79632999999999998,0.64893735998336921,1.0505E-2,4.7461000000000003E-2,7.4179999999999996E-2,0.12958,0.26502999999999999,0.44642999999999999,0.62912000000000001,0.78290000000000004,1,0,0.28228999999999999,0,0,9.6237461548298597E-5,1.0566728451522067E-4,3.4918804885819554E-4,1.0206181468674913E-4,4.3820179416798055E-4,1.3146339915692806E-4,5.9601664543151855E-4,3.8022923399694264E-4,6.6996633540838957E-4,6.2087958212941885E-4,4.7488714335486293E-4,1.1721097689587623E-4,8.1697385758161545E-4,1.5953050751704723E-4,5.7241565082222223E-4,4.6442242455668747E-4,7.2654150426387787E-4,6.9090811302885413E-4,5.814534961245954E-4,2.4007125466596335E-4,7.1315659442916512E-4,3.3718603663146496E-4,5.5938825244084001E-4,8.2939816638827324E-4,6.5696681849658489E-4,5.399888614192605E-4,null,null,null,null,null,2.836E-3,2.049E-3,2.4500000000000001E-2,3.369E-3,0,0,0,0,0,5.4300000000000001E-2,1.24E-2,2.3567999999999999E-2,0]
[430,0.19602,0.14465,0.10298,6.9352999999999998E-2,0.20388000000000001,0.13646,0.20730000000000001,0.14927000000000001,0.11711000000000001,9.1600000000000001E-2,6.1642000000000002E-2,2.5974000000000001E-2,2.1635999999999999E-2,9.1897000000000006E-2,0.12659000000000001,0.13819999999999999,6.6095000000000001E-2,0.11815000000000001,8.3783999999999997E-2,0.19708000000000001,0.13649,0.11987,0.10729,0.19738,0.13608000000000001,0.19978000000000001,0.14315,0.12363,8.2182000000000005E-2,3.0473E-2,4.9133999999999997E-2,7.9270999999999994E-2,0.10083,1.7746000000000001E-2,2.8341999999999999E-2,1.6084999999999999E-2,4.0731000000000003E-2,3.456E-2,3.4902000000000002E-2,4.9109E-2,6.5767999999999993E-2,4.2097000000000002E-2,9.1976000000000002E-2,8.9977000000000001E-2,7.6693999999999998E-2,0.12018,0.10054,2.0591000000000002E-2,3.8406999999999997E-2,6.0290999999999997E-2,8.9546000000000001E-2,2.3213999999999999E-2,9.3710000000000009E-3,0,3.5817000000000002E-2,2.3803000000000001E-2,2.0662E-2,5.1064999999999999E-2,5.2005000000000003E-2,9.8392999999999994E-2,8.8610999999999995E-2,0.12987000000000001,0.19941999999999999,0.15853999999999999,0.38428000000000001,0.5,7.5300000000000006E-2,0.18693000000000001,0.36507000000000001,0.18976000000000001,0.35059000000000001,0.13947999999999999,3.2395E-2,8.5901000000000005E-2,3.3369000000000003E-2,0.10070999999999999,8.7999999999999995E-2,0.14000000000000001,0.12332,0.16208,9.5050999999999997E-2,9.0848999999999999E-2,0.10123,9.2565999999999996E-2,8.1064999999999998E-2,9.5153000000000001E-2,6.8038000000000001E-2,8.3454E-2,0.28571000000000002,8.0715999999999996E-2,3.0303E-2,5.9014999999999998E-2,0.11108,0.10580000000000001,0.06,8.1632999999999997E-2,0.1134,0.1,4.0816999999999999E-2,0.21212,0.10309,0.18557000000000001,8.5005999999999998E-2,0.16538,4.0404000000000002E-2,4.1237000000000003E-2,3.0303E-2,9.2784000000000005E-2,5.215E-3,9.4140000000000005E-3,2.2110000000000001E-2,2.3751999999999999E-2,2.0681000000000001E-2,2.3380000000000001E-2,1.9151999999999999E-2,1.3847E-2,1.1004999999999999E-2,7.0010000000000003E-3,6.8440000000000003E-3,5.77E-3,1.9324000000000001E-2,2.3972E-2,3.3404999999999997E-2,9.6749999999999996E-3,5.7590000000000002E-3,4.6909999999999999E-3,2.0830000000000002E-3,3.7850000000000002E-3,2.2409999999999999E-3,1.3489999999999999E-3,8.1400000000000005E-4,6.6799999999999997E-4,1.026E-3,1.227E-3,1.727E-3,8.0999999999999996E-4,4.8677999999999999E-2,0.15306,0.12371,3.0303E-2,6.25E-2,6.0886000000000003E-2,4.301E-2,0.1013,4.5280000000000001E-2,7.8770000000000003E-3,1.0805E-2,9.0010000000000003E-3,1.0093E-2,8.5599999999999999E-3,8.7119999999999993E-3,9.2069999999999999E-3,1.0581E-2,7.6319999999999999E-3,0.10056,2.1547E-2,2.0309000000000001E-2,1.8870999999999999E-2,1.9664999999999998E-2,1.754E-2,1.8296E-2,2.1580999999999999E-2,1.6580000000000001E-2,1.5716999999999998E-2,2.9031000000000001E-2,1.2383E-2,3.5370000000000002E-3,1.0297000000000001E-2,6.7678000000000002E-2,0.15,0.31728000000000001,8.2392999999999994E-2,5.3008E-2,0.12144000000000001,5.2660999999999999E-2,0.12404999999999999,0.59636,0.43630999999999998,0.29920000000000002,0.66115999999999997,0.43630999999999998,0.27499000000000001,8.0102000000000007E-2,0.10100000000000001,0.13370000000000001,0.21553,0.13285,0.28383000000000003,0.35217999999999999,0.35093999999999997,0.16819999999999999,0.11434,0.21779000000000001,0.10477,0.32945999999999998,0.14341999999999999,0.24564,0.20576,0.16516,0.21853,0.17322000000000001,0.16894000000000001,0.14546000000000001,0.19883999999999999,0.28832000000000002,0.18848999999999999,0.19699,0.13216,9.4513E-2,0.20033000000000001,0.11507000000000001,0.20427000000000001,0.28602,0.20719000000000001,0.20637,0.21482000000000001,0.40254000000000001,0.11788,0.14365,0.16672000000000001,0.11471000000000001,0.17826,0.12559999999999999,0.33784999999999998,0.61526999999999998,5.3310000000000003E-2,0.35149999999999998,0.30875000000000002,0.15511,0.24254999999999999,0.35755999999999999,0.22004000000000001,8.1773999999999999E-2,7.1156999999999998E-2,5.8770999999999997E-2,7.2692999999999994E-2,7.6999999999999999E-2,0.20047000000000001,0.18892,0.15409,0.16539999999999999,0.42624000000000001,0.22388,0.18187,0.34503,0.14745,3.1262999999999999E-2,0.11035,5.2254000000000002E-2,0.19750999999999999,0.64307999999999998,0.11747,0.35692000000000002,0.1532,7.6929999999999998E-2,0.22136,0.20916999999999999,0.28989999999999999,0.31341999999999998,0.33622999999999997,0.30252000000000001,0.24729999999999999,0.11218,0.25061,0.35045999999999999,0.25206000000000001,0.39373000000000002,0.54767999999999994,0.57806999999999997,0.54988999999999999,0.42593999999999999,0.28466000000000002,4.2790000000000002E-2,0.15487999999999999,0.31218000000000001,0.22739000000000001,0.10521999999999999,0.15376999999999999,5.2410999999999999E-2,0.10971,0.20180999999999999,7.8470999999999999E-2,5.2243999999999999E-2,0.11601,0.13544,3.0224000000000001E-2,7.1392999999999998E-2,0.24179999999999999,0.35652,0.18334,0.12715000000000001,0.11519,8.9302999999999993E-2,0.24068999999999999,0.35205999999999998,0.19428000000000001,0.22681999999999999,0.56061000000000005,0.65127000000000002,0.70723999999999998,6.001683187902505E-3,0.75888999999999995,0.77497000000000005,0.78842000000000001,0.64937920621569634,1.0784E-2,4.8372999999999999E-2,7.5441999999999995E-2,0.13142000000000001,0.26784999999999998,0.44996000000000003,0.63273999999999997,0.78607000000000005,1,0,0.28839999999999999,0,0,1.0591401951387525E-4,1.1522169370437041E-4,3.9731303695589304E-4,1.0704751184675843E-4,4.9759907415136695E-4,1.4486657164525241E-4,6.7746517015621066E-4,4.2805154225789011E-4,7.5941515387967229E-4,7.0105306804180145E-4,5.2803556900471449E-4,1.2636794417630881E-4,9.2071492690593004E-4,1.7092294001486152E-4,6.4765824936330318E-4,5.1340815844014287E-4,8.2372425822541118E-4,7.7710795449092984E-4,6.5344665199518204E-4,2.6745253126136959E-4,8.0979336053133011E-4,3.6606780486181378E-4,6.1993009876459837E-4,9.299619123339653E-4,7.3300855001434684E-4,5.9700239216908813E-4,null,null,null,null,null,3.0370000000000002E-3,1.98E-3,2.46E-2,3.2759999999999998E-3,0,0,0,0,0,5.8999999999999997E-2,1.35E-2,2.3890999999999999E-2,0]
[431,0.35681000000000002,0.31572,0.28238999999999997,0.25547999999999998,0.36309999999999998,0.30917,0.36584,0.31941000000000003,0.29368,0.16661999999999999,0.14249999999999999,0.10556,0.18265999999999999,0.27351999999999999,0.30126999999999998,0.31056,0.25287999999999999,0.29452,0.26702999999999999,0.35766999999999999,0.30919000000000002,0.255,0.28582999999999997,0.3579,0.30886000000000002,0.35982999999999998,0.31452000000000002,0.29891000000000001,0.26574999999999999,0.16997000000000001,0.17996000000000001,8.0041000000000001E-2,0.22528999999999999,8.6654999999999996E-2,0.14641999999999999,0.10712000000000001,0.11446000000000001,0.12902,0.12708,0.11996,0.19556000000000001,0.13128999999999999,0.16878000000000001,0.1968,0.17252000000000001,0.19266,0.19162000000000001,0.12773999999999999,0.14321999999999999,0.15540000000000001,0.1903,8.9327000000000004E-2,8.0339999999999995E-2,7.4160000000000004E-2,9.7792000000000004E-2,2.5255E-2,2.2262000000000001E-2,5.3232000000000002E-2,5.407E-2,0.10327,9.4270000000000007E-2,0.13766,0.22109000000000001,0.15853999999999999,0.38915,0.48857,0.17960000000000001,0.20302000000000001,0.36836999999999998,0.2122,0.35169,0.27389000000000002,0.17268,0.24568999999999999,0.22670000000000001,0.10247000000000001,8.9167999999999997E-2,0.14399999999999999,0.12544,0.16486999999999999,9.6518999999999994E-2,9.2423000000000005E-2,0.10295,9.3989000000000003E-2,8.2529000000000005E-2,9.6798999999999996E-2,6.9620000000000001E-2,8.5677000000000003E-2,0.28847,8.9021000000000003E-2,3.2322999999999998E-2,6.4112000000000002E-2,0.12149,0.11570999999999999,6.4000000000000001E-2,9.3878000000000003E-2,0.13195999999999999,0.11600000000000001,4.8354000000000001E-2,0.24848000000000001,0.12371,0.21856,8.7615999999999999E-2,0.17096,4.8485E-2,5.1546000000000002E-2,3.6364E-2,0.10722,6.1939999999999999E-3,1.1471E-2,2.4813999999999999E-2,2.7893000000000001E-2,2.4041E-2,2.7178000000000001E-2,2.2491000000000001E-2,1.7784999999999999E-2,1.3197E-2,8.6695999999999995E-3,8.4848000000000007E-3,7.1478000000000002E-3,2.3112000000000001E-2,2.7838000000000002E-2,3.9178999999999999E-2,1.2118E-2,7.2392000000000003E-3,5.9801999999999998E-3,2.3584000000000001E-3,4.4818000000000002E-3,2.9957999999999999E-3,1.8376E-3,1.1106E-3,9.1140000000000004E-4,1.3996E-3,1.6742E-3,1.9824E-3,1.1031999999999999E-3,5.8028000000000003E-2,0.18367,0.14638999999999999,3.8384000000000001E-2,7.2916999999999996E-2,7.2007000000000002E-2,4.9806999999999997E-2,0.12543000000000001,5.5468999999999997E-2,9.8358000000000004E-3,1.3533E-2,1.1273E-2,1.2588999999999999E-2,1.0624E-2,1.0879E-2,1.1534000000000001E-2,1.3127E-2,9.4710000000000003E-3,0.12277,2.6859000000000001E-2,2.5357000000000001E-2,2.3545E-2,2.4539999999999999E-2,2.1878999999999999E-2,2.2852000000000001E-2,2.6890000000000001E-2,2.0729000000000001E-2,1.9592999999999999E-2,3.5067000000000001E-2,1.4943E-2,3.9240000000000004E-3,1.2567E-2,6.9948999999999997E-2,0.16400000000000001,0.35569000000000001,9.4811000000000006E-2,6.1860999999999999E-2,0.14432,5.9079E-2,0.13666,0.66190000000000004,0.47427999999999998,0.32046999999999998,0.70037000000000005,0.47427999999999998,0.30586999999999998,9.2954999999999996E-2,0.11482000000000001,0.14832000000000001,0.24035999999999999,0.15705,0.32757999999999998,0.39657999999999999,0.40326000000000001,0.18892999999999999,0.13067000000000001,0.24213000000000001,0.12121999999999999,0.36058000000000001,0.16553000000000001,0.26572000000000001,0.22266,0.18240000000000001,0.23635999999999999,0.18992999999999999,0.18529000000000001,0.15939,0.22342000000000001,0.31348999999999999,0.21309,0.22242000000000001,0.14405999999999999,0.10377,0.23561000000000001,0.13431999999999999,0.22696,0.31624000000000002,0.23025999999999999,0.22947999999999999,0.23876,0.43215999999999999,0.13163,0.15956000000000001,0.18109,0.13189999999999999,0.20462,0.13865,0.37319999999999998,0.64481999999999995,7.2812000000000002E-2,0.38997999999999999,0.34510999999999997,0.17165,0.26672000000000001,0.39541999999999999,0.24585000000000001,9.9823999999999996E-2,8.1911999999999999E-2,6.7498000000000002E-2,8.3059999999999995E-2,8.7530999999999998E-2,0.22363,0.21077000000000001,0.16764999999999999,0.18653,0.45801999999999998,0.24385999999999999,0.20616000000000001,0.38168000000000002,0.16747000000000001,4.2602000000000001E-2,0.13217999999999999,5.96E-2,0.22055,0.67876999999999998,0.13150000000000001,0.39054,0.16955999999999999,8.3358000000000002E-2,0.23784,0.23297000000000001,0.32106000000000001,0.34949999999999998,0.37335000000000002,0.33545999999999998,0.28164,0.12801999999999999,0.27971000000000001,0.38279000000000002,0.27556999999999998,0.42691000000000001,0.59331,0.62646000000000002,0.58074999999999999,0.46454000000000001,0.31909999999999999,5.6871999999999999E-2,0.17029,0.34311000000000003,0.24787999999999999,0.11910999999999999,0.17247000000000001,6.0034999999999998E-2,0.12523999999999999,0.22836000000000001,8.8982000000000006E-2,5.8902999999999997E-2,0.13181999999999999,0.15060000000000001,3.4202000000000003E-2,8.1236000000000003E-2,0.27223999999999998,0.39328000000000002,0.20791999999999999,0.14754,0.13400000000000001,0.10417,0.23655000000000001,0.34504000000000001,0.1855,0.22003,0.57711000000000001,0.66823999999999995,0.72369000000000006,6.0470297521307463E-3,0.77339999999999998,0.78859000000000001,0.80125999999999997,0.65893206827558037,1.1094E-2,4.9348000000000003E-2,7.6774999999999996E-2,0.13333999999999999,0.27071000000000001,0.45347999999999999,0.63629999999999998,0.78913,1,0,0.28708,0,0,1.1854973126901314E-4,1.2642919318750501E-4,4.5125113683752716E-4,1.1376933252904564E-4,5.6370539823547006E-4,1.6041913477238268E-4,7.6652172720059752E-4,4.8021483235061169E-4,8.5877464152872562E-4,7.9007615568116307E-4,5.8794923825189471E-4,1.362781913485378E-4,1.036172965541482E-3,1.8522280151955783E-4,7.3170271934941411E-4,5.6874449364840984E-4,9.3069596914574504E-4,8.7227689800783992E-4,7.3409359902143478E-4,2.9827092657797039E-4,9.1680965851992369E-4,3.9981328882277012E-4,6.8795459810644388E-4,1.041685463860631E-3,8.169092470780015E-4,6.6120724659413099E-4,null,null,null,null,null,3.209E-3,2.1329999999999999E-3,2.4899999999999999E-2,3.3110000000000001E-3,0,0,0,0,0,6.2600000000000003E-2,1.66E-2,2.4192999999999999E-2,0]
[432,0.51761000000000001,0.48679,0.46178999999999998,0.44161,0.52232999999999996,0.48187999999999998,0.52437999999999996,0.48956,0.47026000000000001,0.24163000000000001,0.22337000000000001,0.18515000000000001,0.34369,0.45513999999999999,0.47594999999999998,0.48292000000000002,0.43966,0.47088999999999998,0.45027,0.51824999999999999,0.48188999999999999,0.39012999999999998,0.46437,0.51842999999999995,0.48165000000000002,0.51987000000000005,0.48588999999999999,0.47417999999999999,0.44930999999999999,0.30946000000000001,0.31079000000000001,8.0810999999999994E-2,0.34975000000000001,0.15556,0.26449,0.19816,0.18820000000000001,0.22348000000000001,0.21925,0.19081000000000001,0.32534999999999997,0.22048000000000001,0.24557999999999999,0.30363000000000001,0.26834999999999998,0.26512999999999998,0.28271000000000002,0.23488999999999999,0.24804000000000001,0.25051000000000001,0.29104999999999998,0.15543999999999999,0.15131,0.14832000000000001,0.15977,2.6707999999999999E-2,2.3862000000000001E-2,5.5398000000000003E-2,5.6134999999999997E-2,0.10815,9.9929000000000004E-2,0.14545,0.24274999999999999,0.15853999999999999,0.39401999999999998,0.47714000000000001,0.28388999999999998,0.21911,0.37167,0.23463999999999999,0.35277999999999998,0.40828999999999999,0.31296000000000002,0.40548000000000001,0.42002,0.10424,9.0337000000000001E-2,0.14799999999999999,0.12756999999999999,0.16764999999999999,9.7986000000000004E-2,9.3997999999999998E-2,0.10467,9.5411999999999997E-2,8.3992999999999998E-2,9.8445000000000005E-2,7.1202000000000001E-2,8.7900000000000006E-2,0.29122999999999999,9.7325999999999996E-2,3.4342999999999999E-2,6.9208000000000006E-2,0.13189999999999999,0.12562999999999999,6.8000000000000005E-2,0.10612000000000001,0.15051999999999999,0.13200000000000001,5.5891000000000003E-2,0.28484999999999999,0.14433000000000001,0.25155,9.0227000000000002E-2,0.17654,5.6565999999999998E-2,6.1856000000000001E-2,4.2424000000000003E-2,0.12164999999999999,7.1729999999999997E-3,1.3528E-2,2.7518000000000001E-2,3.2034E-2,2.7400999999999998E-2,3.0977000000000001E-2,2.5829999999999999E-2,2.1722000000000002E-2,1.5389E-2,1.0338E-2,1.0126E-2,8.5255999999999995E-3,2.69E-2,3.1704000000000003E-2,4.4953E-2,1.4562E-2,8.7194000000000004E-3,7.2693999999999996E-3,2.6337999999999999E-3,5.1786000000000002E-3,3.7506000000000002E-3,2.3262000000000001E-3,1.4071999999999999E-3,1.1548000000000001E-3,1.7731999999999999E-3,2.1213999999999998E-3,2.2377999999999999E-3,1.3963999999999999E-3,6.7378999999999994E-2,0.21429000000000001,0.16907,4.6464999999999999E-2,8.3333000000000004E-2,8.3128999999999995E-2,5.6605000000000003E-2,0.14954999999999999,6.5657999999999994E-2,1.1795E-2,1.626E-2,1.3544E-2,1.5084999999999999E-2,1.2688E-2,1.3046E-2,1.3861E-2,1.5672999999999999E-2,1.1310000000000001E-2,0.14496999999999999,3.2170999999999998E-2,3.0405999999999999E-2,2.8218E-2,2.9416000000000001E-2,2.6217000000000001E-2,2.7407000000000001E-2,3.2197999999999997E-2,2.4878000000000001E-2,2.3470000000000001E-2,4.1104000000000002E-2,1.7503000000000001E-2,4.3109999999999997E-3,1.4836999999999999E-2,7.2220000000000006E-2,0.17799999999999999,0.39409,0.10723000000000001,7.0712999999999998E-2,0.16719000000000001,6.5497E-2,0.14927000000000001,0.72745000000000004,0.51224000000000003,0.34175,0.73958000000000002,0.51224000000000003,0.33674999999999999,0.10581,0.12862999999999999,0.16294,0.26518000000000003,0.18124999999999999,0.37132999999999999,0.44098999999999999,0.45558999999999999,0.20965,0.14701,0.26647999999999999,0.13766999999999999,0.39169999999999999,0.18765000000000001,0.28578999999999999,0.23956,0.19964000000000001,0.25419999999999998,0.20663000000000001,0.20163,0.17333000000000001,0.248,0.33866000000000002,0.23769999999999999,0.24784999999999999,0.15597,0.11303000000000001,0.27088000000000001,0.15357999999999999,0.24965000000000001,0.34645999999999999,0.25331999999999999,0.25258999999999998,0.26269999999999999,0.46178000000000002,0.14538000000000001,0.17546999999999999,0.19545999999999999,0.14909,0.23097000000000001,0.15168999999999999,0.40855000000000002,0.67437000000000002,9.2313000000000006E-2,0.42847000000000002,0.38146000000000002,0.18819,0.29088000000000003,0.43326999999999999,0.27166000000000001,0.11787,9.2666999999999999E-2,7.6224E-2,9.3425999999999995E-2,9.8062999999999997E-2,0.24679999999999999,0.23263,0.1812,0.20766000000000001,0.48981000000000002,0.26384000000000002,0.23044999999999999,0.41832000000000003,0.18748000000000001,5.3941000000000003E-2,0.15401999999999999,6.6945000000000005E-2,0.24359,0.71445999999999998,0.14554,0.42415000000000003,0.18590999999999999,8.9785000000000004E-2,0.25431999999999999,0.25677,0.35222999999999999,0.38557000000000002,0.41048000000000001,0.36839,0.31598999999999999,0.14385999999999999,0.30880999999999997,0.41510999999999998,0.29908000000000001,0.46009,0.63895000000000002,0.67484999999999995,0.61162000000000005,0.50314999999999999,0.35354000000000002,7.0954000000000003E-2,0.1857,0.37403999999999998,0.26838000000000001,0.13300000000000001,0.19117000000000001,6.7657999999999996E-2,0.14077000000000001,0.25490000000000002,9.9492999999999998E-2,6.5560999999999994E-2,0.14763000000000001,0.16575999999999999,3.8179999999999999E-2,9.1079999999999994E-2,0.30268,0.43003999999999998,0.23250999999999999,0.16793,0.15279999999999999,0.11903,0.23241999999999999,0.33803,0.17671999999999999,0.21324000000000001,0.59360999999999997,0.68522000000000005,0.74014999999999997,6.1629154163207371E-3,0.78791,0.80220999999999998,0.81410000000000005,0.6684738359108362,1.1405E-2,5.0324000000000001E-2,7.8107999999999997E-2,0.13525999999999999,0.27356999999999998,0.45700000000000002,0.63985000000000003,0.79218,1,0,0.28577000000000002,0,0,1.3525638496503234E-4,1.394743740092963E-4,5.11927530169487E-4,1.2276970664970577E-4,6.3759536715224385E-4,1.7801533977035433E-4,8.6335284868255258E-4,5.3661369020119309E-4,9.6933206077665091E-4,8.8901503477245569E-4,6.5575831104069948E-4,1.4603976160287857E-4,1.1650391388684511E-3,2.0349878468550742E-4,8.260859758593142E-4,6.3199026044458151E-4,1.0481416247785091E-3,9.7724352963268757E-4,8.2473328802734613E-4,3.329628671053797E-4,1.0354701662436128E-3,4.3981897761113942E-4,7.6472293585538864E-4,1.1663574259728193E-3,9.0936379274353385E-4,7.3397241067141294E-4,null,null,null,null,null,3.372E-3,2.5149999999999999E-3,2.5399999999999999E-2,3.4069999999999999E-3,0,0,0,0,0,6.5799999999999997E-2,1.7100000000000001E-2,2.4455999999999999E-2,0]
[433,0.67840999999999996,0.65786,0.64119000000000004,0.62773999999999996,0.68154999999999999,0.65458000000000005,0.68291999999999997,0.65971000000000002,0.64683999999999997,0.31664999999999999,0.30423,0.26473000000000002,0.50471999999999995,0.63675999999999999,0.65064,0.65527999999999997,0.62644,0.64725999999999995,0.63351000000000002,0.67883000000000004,0.65459000000000001,0.52525999999999995,0.64290999999999998,0.67895000000000005,0.65442999999999996,0.67991000000000001,0.65725999999999996,0.64944999999999997,0.63287000000000004,0.44896000000000003,0.44162000000000001,8.1581000000000001E-2,0.47421000000000002,0.22447,0.38257000000000002,0.28920000000000001,0.26193,0.31795000000000001,0.31141999999999997,0.26167000000000001,0.45513999999999999,0.30965999999999999,0.32238,0.41044999999999998,0.36416999999999999,0.33760000000000001,0.37380000000000002,0.34203,0.35285,0.34561999999999998,0.39179000000000003,0.22155,0.22228000000000001,0.22248000000000001,0.22173999999999999,2.8160000000000001E-2,2.5463E-2,5.7564999999999998E-2,5.8201000000000003E-2,0.11303000000000001,0.10559,0.15325,0.26441999999999999,0.15853999999999999,0.39889000000000002,0.46571000000000001,0.38818999999999998,0.23519999999999999,0.37497000000000003,0.25707000000000002,0.35387999999999997,0.54269999999999996,0.45323999999999998,0.56525999999999998,0.61334999999999995,0.10600999999999999,9.1505000000000003E-2,0.152,0.12969,0.17044000000000001,9.9454000000000001E-2,9.5572000000000004E-2,0.10639,9.6836000000000005E-2,8.5458000000000006E-2,0.10009,7.2785000000000002E-2,9.0121999999999994E-2,0.29398999999999997,0.10563,3.6364E-2,7.4304999999999996E-2,0.14230999999999999,0.13553999999999999,7.1999999999999995E-2,0.11837,0.16907,0.14799999999999999,6.3426999999999997E-2,0.32121,0.16495000000000001,0.28454000000000002,9.2837000000000003E-2,0.18212999999999999,6.4645999999999995E-2,7.2165000000000007E-2,4.8485E-2,0.13608000000000001,8.1519999999999995E-3,1.5584000000000001E-2,3.0221000000000001E-2,3.6176E-2,3.0762000000000001E-2,3.4775E-2,2.9169E-2,2.5659999999999999E-2,1.7580999999999999E-2,1.2007E-2,1.1766E-2,9.9033999999999997E-3,3.0688E-2,3.5569999999999997E-2,5.0728000000000002E-2,1.7004999999999999E-2,1.0200000000000001E-2,8.5585999999999995E-3,2.9091999999999998E-3,5.8754000000000002E-3,4.5053999999999997E-3,2.8148000000000001E-3,1.7038000000000001E-3,1.3982000000000001E-3,2.1467999999999999E-3,2.5685999999999999E-3,2.4932000000000001E-3,1.6896000000000001E-3,7.6729000000000006E-2,0.24490000000000001,0.19175,5.4545000000000003E-2,9.375E-2,9.425E-2,6.3402E-2,0.17366999999999999,7.5845999999999997E-2,1.3753E-2,1.8988000000000001E-2,1.5816E-2,1.7579999999999998E-2,1.4751E-2,1.5212E-2,1.6188999999999999E-2,1.8218000000000002E-2,1.3148999999999999E-2,0.16718,3.7484000000000003E-2,3.5453999999999999E-2,3.2891999999999998E-2,3.4291000000000002E-2,3.0556E-2,3.1962999999999998E-2,3.7506999999999999E-2,2.9026E-2,2.7345999999999999E-2,4.7140000000000001E-2,2.0063000000000001E-2,4.6979999999999999E-3,1.7107000000000001E-2,7.4491000000000002E-2,0.192,0.43248999999999999,0.11965000000000001,7.9565999999999998E-2,0.19006999999999999,7.1915999999999994E-2,0.16188,0.79300000000000004,0.55020999999999998,0.36303000000000002,0.77878000000000003,0.55020999999999998,0.36763000000000001,0.11866,0.14244999999999999,0.17756,0.28999999999999998,0.20544999999999999,0.41509000000000001,0.4854,0.50790999999999997,0.23038,0.16334000000000001,0.29082000000000002,0.15412000000000001,0.42281999999999997,0.20976,0.30586000000000002,0.25646000000000002,0.21687999999999999,0.27202999999999999,0.22334000000000001,0.21798000000000001,0.18726999999999999,0.27257999999999999,0.36382999999999999,0.26229999999999998,0.27328000000000002,0.16786999999999999,0.12230000000000001,0.30614999999999998,0.17283999999999999,0.27234000000000003,0.37668000000000001,0.27639000000000002,0.2757,0.28664000000000001,0.4914,0.15914,0.19137999999999999,0.20982000000000001,0.16628000000000001,0.25731999999999999,0.16472999999999999,0.44390000000000002,0.70391999999999999,0.11181000000000001,0.46694999999999998,0.41782000000000002,0.20474000000000001,0.31505,0.47111999999999998,0.29747000000000001,0.13592000000000001,0.10342,8.4950999999999999E-2,0.10378999999999999,0.10859000000000001,0.26995999999999998,0.25448999999999999,0.19475999999999999,0.2288,0.52159999999999995,0.28382000000000002,0.25474999999999998,0.45496999999999999,0.20749000000000001,6.5281000000000006E-2,0.17585999999999999,7.4290999999999996E-2,0.26662999999999998,0.75016000000000005,0.15956999999999999,0.45777000000000001,0.20227000000000001,9.6213000000000007E-2,0.27079999999999999,0.28056999999999999,0.38340000000000002,0.42165000000000002,0.4476,0.40133000000000002,0.35032999999999997,0.15970000000000001,0.33790999999999999,0.44744,0.32257999999999998,0.49326999999999999,0.68457999999999997,0.72324999999999995,0.64248000000000005,0.54174999999999995,0.38797999999999999,8.5036E-2,0.20111000000000001,0.40497,0.28887000000000002,0.14688999999999999,0.20987,7.5282000000000002E-2,0.15629999999999999,0.28144999999999998,0.11,7.2220000000000006E-2,0.16345000000000001,0.18090999999999999,4.2159000000000002E-2,0.10092,0.33311000000000002,0.46679999999999999,0.2571,0.18831999999999999,0.17161000000000001,0.13389999999999999,0.22828000000000001,0.33101000000000003,0.16794000000000001,0.20644999999999999,0.61011000000000004,0.70218999999999998,0.75661,6.3191091376203819E-3,0.80240999999999996,0.81581999999999999,0.82694000000000001,0.67800447640579509,1.1715E-2,5.1298999999999997E-2,7.9439999999999997E-2,0.13716999999999999,0.27644000000000002,0.46051999999999998,0.64341000000000004,0.79522999999999999,1,0,0.28445999999999999,0,0,1.5471044753212482E-4,1.5483422612305731E-4,5.7831773301586509E-4,1.3411539839580655E-4,7.1842415491119027E-4,1.9816827261820436E-4,9.6819363534450531E-4,5.9836154105141759E-4,1.0901232017204165E-3,9.9714973475784063E-4,7.3097122367471457E-4,1.573669578647241E-4,1.30596908275038E-3,2.2471127158496529E-4,9.2922593466937542E-4,7.0179242175072432E-4,1.1764660011976957E-3,1.0916660539805889E-3,9.2417729320004582E-4,3.7195879849605262E-4,1.1648433282971382E-3,4.8525884631089866E-4,8.5002026753500104E-4,1.302839838899672E-3,1.0104066459462047E-3,8.1454258179292083E-4,null,null,null,null,null,3.5509999999999999E-3,3.0100000000000001E-3,2.5100000000000001E-2,3.5469999999999998E-3,0,0,0,0,0,7.1599999999999997E-2,1.7399999999999999E-2,2.4739000000000001E-2,0]
[434,0.83919999999999995,0.82892999999999994,0.8206,0.81386999999999998,0.84077999999999997,0.82728999999999997,0.84145999999999999,0.82984999999999998,0.82342000000000004,0.39167000000000002,0.38508999999999999,0.34432000000000001,0.66574999999999995,0.81838,0.82532000000000005,0.82764000000000004,0.81322000000000005,0.82362999999999997,0.81676000000000004,0.83942000000000005,0.82730000000000004,0.66039000000000003,0.82145999999999997,0.83948,0.82721999999999996,0.83996000000000004,0.82862999999999998,0.82472999999999996,0.81644000000000005,0.58845000000000003,0.57245000000000001,8.2350999999999994E-2,0.59867999999999999,0.29337999999999997,0.50063999999999997,0.38023000000000001,0.33566000000000001,0.41241,0.40360000000000001,0.33251999999999998,0.58492999999999995,0.39884999999999998,0.39917999999999998,0.51727999999999996,0.46,0.41008,0.46488000000000002,0.44918000000000002,0.45766000000000001,0.44073000000000001,0.49253999999999998,0.28766999999999998,0.29325000000000001,0.29664000000000001,0.28372000000000003,2.9613E-2,2.7063E-2,5.9730999999999999E-2,6.0266E-2,0.11791,0.11125,0.16103999999999999,0.28608,0.15853999999999999,0.40375,0.45429000000000003,0.49247999999999997,0.25129000000000001,0.37827,0.27950999999999998,0.35498000000000002,0.67710999999999999,0.59352000000000005,0.72504999999999997,0.80667,0.10777,9.2674000000000006E-2,0.156,0.13181000000000001,0.17323,0.10092,9.7146999999999997E-2,0.1081,9.8258999999999999E-2,8.6921999999999999E-2,0.10174,7.4367000000000003E-2,9.2344999999999997E-2,0.29675000000000001,0.11394,3.8384000000000001E-2,7.9400999999999999E-2,0.15271999999999999,0.14546000000000001,7.5999999999999998E-2,0.13061,0.18762999999999999,0.16400000000000001,7.0963999999999999E-2,0.35758000000000001,0.18557000000000001,0.31752999999999998,9.5448000000000005E-2,0.18770999999999999,7.2727E-2,8.2475000000000007E-2,5.4545000000000003E-2,0.15051999999999999,9.1310000000000002E-3,1.7641E-2,3.2925000000000003E-2,4.0316999999999999E-2,3.4122E-2,3.8573999999999997E-2,3.2508000000000002E-2,2.9596999999999998E-2,1.9772999999999999E-2,1.3675E-2,1.3407000000000001E-2,1.1280999999999999E-2,3.4476E-2,3.9435999999999999E-2,5.6501999999999997E-2,1.9449000000000001E-2,1.1679999999999999E-2,9.8478000000000003E-3,3.1846000000000001E-3,6.5722000000000003E-3,5.2601999999999996E-3,3.3034000000000002E-3,2.0003999999999998E-3,1.6416E-3,2.5203999999999999E-3,3.0157999999999999E-3,2.7485999999999999E-3,1.9827999999999998E-3,8.6080000000000004E-2,0.27550999999999998,0.21443000000000001,6.2626000000000001E-2,0.10417,0.10537000000000001,7.0199999999999999E-2,0.1978,8.6035E-2,1.5712E-2,2.1715000000000002E-2,1.8086999999999999E-2,2.0076E-2,1.6815E-2,1.7378999999999999E-2,1.8516000000000001E-2,2.0764000000000001E-2,1.4988E-2,0.18937999999999999,4.2796000000000001E-2,4.0502999999999997E-2,3.7565000000000001E-2,3.9167E-2,3.4894000000000001E-2,3.6518000000000002E-2,4.2814999999999999E-2,3.3175000000000003E-2,3.1223000000000001E-2,5.3177000000000002E-2,2.2623000000000001E-2,5.0850000000000001E-3,1.9376999999999998E-2,7.6761999999999997E-2,0.20599999999999999,0.47088999999999998,0.13206999999999999,8.8417999999999997E-2,0.21296000000000001,7.8334000000000001E-2,0.17448,0.85853999999999997,0.58818000000000004,0.38429999999999997,0.81798999999999999,0.58818000000000004,0.39850999999999998,0.13150999999999999,0.15626000000000001,0.19217999999999999,0.31483,0.22964999999999999,0.45884000000000003,0.52980000000000005,0.56023999999999996,0.25109999999999999,0.17967,0.31516,0.17058000000000001,0.45394000000000001,0.23188,0.32594000000000001,0.27335999999999999,0.23413,0.28986000000000001,0.24005000000000001,0.23433000000000001,0.20121,0.29715999999999998,0.38900000000000001,0.28691,0.29870999999999998,0.17977000000000001,0.13156000000000001,0.34142,0.19209000000000001,0.29503000000000001,0.40688999999999997,0.29946,0.29881000000000002,0.31057000000000001,0.52100999999999997,0.17288999999999999,0.20729,0.22419,0.18346999999999999,0.28367999999999999,0.17777999999999999,0.47925000000000001,0.73348000000000002,0.13131999999999999,0.50544,0.45417999999999997,0.22128,0.33921000000000001,0.50897999999999999,0.32329000000000002,0.15397,0.11418,9.3676999999999996E-2,0.11416,0.11913,0.29311999999999999,0.27633999999999997,0.20831,0.24993000000000001,0.55337999999999998,0.30380000000000001,0.27904000000000001,0.49162,0.22750000000000001,7.6619999999999994E-2,0.19769999999999999,8.1636E-2,0.28967999999999999,0.78585000000000005,0.17360999999999999,0.49137999999999998,0.21862999999999999,0.10264,0.28727999999999998,0.30436000000000002,0.41456999999999999,0.45772000000000002,0.48472999999999999,0.43425999999999998,0.38467000000000001,0.17552999999999999,0.36702000000000001,0.47976000000000002,0.34609000000000001,0.52644999999999997,0.73021000000000003,0.77163999999999999,0.67334000000000005,0.58035000000000003,0.42241000000000001,9.9117999999999998E-2,0.21651999999999999,0.43590000000000001,0.30936999999999998,0.16078000000000001,0.22857,8.2905000000000006E-2,0.17183000000000001,0.30798999999999999,0.12051000000000001,7.8878000000000004E-2,0.17926,0.19606999999999999,4.6136999999999997E-2,0.11076999999999999,0.36354999999999998,0.50356999999999996,0.28167999999999999,0.20871000000000001,0.19041,0.14876,0.22414000000000001,0.32399,0.15916,0.19966,0.62661,0.71916999999999998,0.77307000000000003,6.4853798731973056E-3,0.81691999999999998,0.82943999999999996,0.83977999999999997,0.68752395862762206,1.2026E-2,5.2275000000000002E-2,8.0772999999999998E-2,0.13908999999999999,0.27929999999999999,0.46404000000000001,0.64697000000000005,0.79829000000000006,1,0,0.28315000000000001,0,0,1.7677459982223809E-4,1.7284332716371864E-4,6.5034674480557442E-4,1.4810483844485134E-4,8.0628192517906427E-4,2.210896200267598E-4,1.0812458349391818E-3,6.6597806289792061E-4,1.2212803121656179E-3,1.1146301403641701E-3,8.1388640683144331E-4,1.706997281871736E-4,1.4590967912226915E-3,2.4884755839593709E-4,1.041059847921133E-3,7.7821651939302683E-4,1.3162102550268173E-3,1.2157729361206293E-3,1.0324680479243398E-3,4.1569204768165946E-4,1.3050676789134741E-3,5.3638929966837168E-4,9.4435061328113079E-4,1.4514201320707798E-3,1.1203939793631434E-3,9.0319709852337837E-4,null,null,null,null,null,3.7699999999999999E-3,3.503E-3,2.5899999999999999E-2,3.7190000000000001E-3,0,0,0,0,0,7.7399999999999997E-2,0.02,2.5100000000000001E-2,0]
[435,1,1,1,1,1,1,1,1,1,0.46668999999999999,0.46594999999999998,0.4239,0.82677999999999996,1,1,1,1,1,1,1,1,0.79552,1,1,1,1,1,1,1,0.72794999999999999,0.70328000000000002,8.3121E-2,0.72314000000000001,0.36229,0.61872000000000005,0.47127000000000002,0.40938999999999998,0.50687000000000004,0.49576999999999999,0.40337000000000001,0.71472000000000002,0.48803999999999997,0.47598000000000001,0.62409999999999999,0.55583000000000005,0.48254999999999998,0.55596999999999996,0.55632999999999999,0.56247999999999998,0.53583999999999998,0.59328999999999998,0.35377999999999998,0.36420999999999998,0.37080000000000002,0.34569,3.1064999999999999E-2,2.8663000000000001E-2,6.1898000000000002E-2,6.2330999999999998E-2,0.12279,0.11691,0.16883000000000001,0.30775000000000002,0.15853999999999999,0.40861999999999998,0.44285999999999998,0.59677999999999998,0.26738000000000001,0.38157000000000002,0.30193999999999999,0.35608000000000001,0.81152000000000002,0.73380000000000001,0.88483999999999996,1,0.10954,9.3841999999999995E-2,0.16,0.13394,0.17601,0.10238999999999999,9.8721000000000003E-2,0.10982,9.9682000000000007E-2,8.8386000000000006E-2,0.10338,7.5949000000000003E-2,9.4567999999999999E-2,0.29951,0.12224,4.0404000000000002E-2,8.4498000000000004E-2,0.16313,0.15537000000000001,0.08,0.14285999999999999,0.20619000000000001,0.18,7.8501000000000001E-2,0.39394000000000001,0.20619000000000001,0.35052,9.8058000000000006E-2,0.19328999999999999,8.0808000000000005E-2,9.2784000000000005E-2,6.0606E-2,0.16495000000000001,1.0109999999999999E-2,1.9698E-2,3.5629000000000001E-2,4.4457999999999998E-2,3.7482000000000001E-2,4.2372E-2,3.5846999999999997E-2,3.3535000000000002E-2,2.1964999999999998E-2,1.5344E-2,1.5048000000000001E-2,1.2659E-2,3.8263999999999999E-2,4.3302E-2,6.2275999999999998E-2,2.1892000000000002E-2,1.316E-2,1.1136999999999999E-2,3.46E-3,7.2690000000000003E-3,6.0150000000000004E-3,3.7919999999999998E-3,2.297E-3,1.885E-3,2.8939999999999999E-3,3.4629999999999999E-3,3.0040000000000002E-3,2.2759999999999998E-3,9.5430000000000001E-2,0.30612,0.23710999999999999,7.0707000000000006E-2,0.11458,0.11649,7.6996999999999996E-2,0.22192000000000001,9.6224000000000004E-2,1.7670999999999999E-2,2.4442999999999999E-2,2.0358999999999999E-2,2.2571999999999998E-2,1.8879E-2,1.9546000000000001E-2,2.0843E-2,2.3310000000000001E-2,1.6827000000000002E-2,0.21159,4.8107999999999998E-2,4.5551000000000001E-2,4.2238999999999999E-2,4.4041999999999998E-2,3.9232999999999997E-2,4.1073999999999999E-2,4.8124E-2,3.7324000000000003E-2,3.5098999999999998E-2,5.9213000000000002E-2,2.5183000000000001E-2,5.4720000000000003E-3,2.1647E-2,7.9033000000000006E-2,0.22,0.50929000000000002,0.14449000000000001,9.7270999999999996E-2,0.23583000000000001,8.4751999999999994E-2,0.18709000000000001,0.92408999999999997,0.62614000000000003,0.40558,0.85719999999999996,0.62614000000000003,0.42938999999999999,0.14437,0.17008000000000001,0.20680000000000001,0.33965000000000001,0.25385000000000002,0.50258999999999998,0.57421,0.61255999999999999,0.27182000000000001,0.19600999999999999,0.33950000000000002,0.18703,0.48505999999999999,0.25398999999999999,0.34600999999999998,0.29026000000000002,0.25136999999999998,0.30769000000000002,0.25675999999999999,0.25068000000000001,0.21515000000000001,0.32174000000000003,0.41416999999999998,0.31151000000000001,0.32413999999999998,0.19167999999999999,0.14082,0.37669000000000002,0.21135000000000001,0.31772,0.43711,0.32251999999999997,0.32191999999999998,0.33450999999999997,0.55062999999999995,0.18664,0.22320999999999999,0.23855999999999999,0.20066000000000001,0.31002999999999997,0.19081999999999999,0.51459999999999995,0.76302999999999999,0.15082000000000001,0.54391999999999996,0.49053999999999998,0.23782,0.36337999999999998,0.54683000000000004,0.34910000000000002,0.17202000000000001,0.12493,0.1024,0.12453,0.12966,0.31628000000000001,0.29820000000000002,0.22187000000000001,0.27106999999999998,0.58516999999999997,0.32378000000000001,0.30332999999999999,0.52825999999999995,0.24751999999999999,8.7958999999999996E-2,0.21954000000000001,8.8982000000000006E-2,0.31272,0.82154000000000005,0.18764,0.52500000000000002,0.23499,0.10907,0.30375999999999997,0.32816000000000001,0.44574000000000003,0.49379000000000001,0.52185000000000004,0.4672,0.41902,0.19137000000000001,0.39612000000000003,0.51209000000000005,0.36959999999999998,0.55962999999999996,0.77583999999999997,0.82003999999999999,0.70420000000000005,0.61895999999999995,0.45684999999999998,0.1132,0.23193,0.46683000000000002,0.32987,0.17466999999999999,0.24726999999999999,9.0528999999999998E-2,0.18736,0.33454,0.13103000000000001,8.5537000000000002E-2,0.19506999999999999,0.21123,5.0115E-2,0.12060999999999999,0.39398,0.54032999999999998,0.30626999999999999,0.2291,0.20921999999999999,0.16363,0.22,0.31697999999999998,0.15038000000000001,0.19287000000000001,0.6431,0.73614999999999997,0.78952999999999995,6.6314965802194191E-3,0.83143,0.84306000000000003,0.85262000000000004,0.6970322530084011,1.2336E-2,5.3249999999999999E-2,8.2105999999999998E-2,0.14101,0.28216999999999998,0.46755999999999998,0.65051999999999999,0.80134000000000005,1,0,0.28183999999999998,0,0,2.011017786571756E-4,1.9411063112784177E-4,7.2857912164181471E-4,1.6525441606063396E-4,9.0233050286769867E-4,2.4715554900467396E-4,1.2041539885103703E-3,7.4103579390794039E-4,1.3644869904965162E-3,1.2430559145286679E-3,9.0593937784433365E-4,1.8662912771105766E-4,1.6265345038846135E-3,2.7571490500122309E-4,1.1627837084233761E-3,8.6223968537524343E-4,1.4701347099617124E-3,1.3513403246179223E-3,1.1509181931614876E-3,4.6526137157343328E-4,1.4579647686332464E-3,5.9405877254903316E-4,1.0499578202143312E-3,1.6144643304869533E-3,1.2412149226292968E-3,1.0015319567173719E-3,null,null,null,null,null,4.0549999999999996E-3,3.8790000000000001E-3,2.5499999999999998E-2,3.9069999999999999E-3,0,0,0,0,0,7.9899999999999999E-2,2.2700000000000001E-2,2.5597000000000002E-2,0]
[436,0.87758000000000003,0.86751999999999996,0.85946999999999996,0.85304000000000002,0.87880000000000003,0.86587000000000003,0.87938000000000005,0.87283999999999995,0.86602999999999997,0.41367999999999999,0.40606999999999999,0.36218,0.66718,0.82274999999999998,0.86804999999999999,0.87388999999999994,0.85618000000000005,0.86745000000000005,0.82098000000000004,0.87982000000000005,0.83177000000000001,0.69476000000000004,0.82521,0.87953000000000003,0.83209,0.88188999999999995,0.83379999999999999,0.86511000000000005,0.81911,0.59055000000000002,0.57516,8.3597000000000005E-2,0.60562000000000005,0.30969000000000002,0.50214999999999999,0.38153999999999999,0.35504999999999998,0.41482999999999998,0.40654000000000001,0.35194999999999999,0.58967000000000003,0.40248,0.42292999999999997,0.52398999999999996,0.46666999999999997,0.43447000000000002,0.47323999999999999,0.45067000000000002,0.46034000000000003,0.44539000000000001,0.49933,0.30396000000000001,0.30958999999999998,0.313,0.30003999999999997,3.1022000000000001E-2,2.896E-2,6.2095999999999998E-2,6.2481000000000002E-2,0.12232,0.11525000000000001,0.16622999999999999,0.28855999999999998,0.15365999999999999,0.39468999999999999,0.43713999999999997,0.49992999999999999,0.25842999999999999,0.37343999999999999,0.28294000000000002,0.34319,0.67318999999999996,0.59167999999999998,0.75134999999999996,0.80705000000000005,0.11166,9.5226000000000005E-2,0.16200000000000001,0.13619000000000001,0.17867,0.10392999999999999,0.10009999999999999,0.11148,0.10198,8.9821999999999999E-2,0.10503999999999999,7.7531000000000003E-2,9.6560000000000007E-2,0.30226999999999998,0.13568,4.2424000000000003E-2,8.9687000000000003E-2,0.17438999999999999,0.16608999999999999,8.4000000000000005E-2,0.16122,0.23505000000000001,0.20200000000000001,9.3226000000000003E-2,0.44241999999999998,0.23093,0.39380999999999999,0.10503,0.20008000000000001,9.0909000000000004E-2,0.10516,6.6667000000000004E-2,0.18762999999999999,1.2094000000000001E-2,2.3587E-2,3.9754999999999999E-2,5.1404999999999999E-2,4.3548000000000003E-2,4.9228000000000001E-2,4.1446999999999998E-2,4.2117000000000002E-2,2.5534000000000001E-2,1.8245999999999998E-2,1.7909999999999999E-2,1.5056999999999999E-2,4.5830999999999997E-2,5.1186000000000002E-2,7.3604000000000003E-2,2.6283000000000001E-2,1.585E-2,1.3582E-2,4.1397999999999999E-3,8.4676000000000005E-3,7.6623999999999998E-3,4.9154000000000003E-3,2.9818000000000002E-3,2.4472000000000001E-3,3.7569999999999999E-3,4.4952000000000004E-3,3.5187999999999999E-3,2.9504000000000002E-3,0.11032,0.34489999999999998,0.26804,7.8787999999999997E-2,0.13125000000000001,0.13758999999999999,9.1439000000000006E-2,0.26512999999999998,0.11058999999999999,2.1517000000000001E-2,2.9776E-2,2.4858999999999999E-2,2.7550999999999999E-2,2.3029999999999998E-2,2.3880999999999999E-2,2.5378999999999999E-2,2.8421999999999999E-2,2.0469999999999999E-2,0.24273,5.8552E-2,5.5384999999999997E-2,5.1369999999999999E-2,5.3513999999999999E-2,4.7728E-2,4.9928E-2,5.8556999999999998E-2,4.5351000000000002E-2,4.2659000000000002E-2,6.9122000000000003E-2,2.938E-2,5.7311999999999997E-3,2.5935E-2,8.1134999999999999E-2,0.24,0.56403000000000003,0.16095000000000001,0.11151,0.26724999999999999,9.5879000000000006E-2,0.20408000000000001,0.93927000000000005,0.67196999999999996,0.42875000000000002,0.88575999999999999,0.67196999999999996,0.47517999999999999,0.16700999999999999,0.19187000000000001,0.22775000000000001,0.37019999999999997,0.27805000000000002,0.54634000000000005,0.61861999999999995,0.66488999999999998,0.30176999999999998,0.21959999999999999,0.36958999999999997,0.21334,0.52198999999999995,0.27611000000000002,0.36914999999999998,0.30961,0.27073999999999998,0.32819999999999999,0.27689999999999998,0.27029999999999998,0.23272999999999999,0.35374,0.44735000000000003,0.34447,0.35788999999999999,0.20501,0.15007999999999999,0.41932000000000003,0.24518999999999999,0.34465000000000001,0.47832000000000002,0.34993999999999997,0.34959000000000001,0.36309999999999998,0.58999000000000001,0.20558999999999999,0.24512,0.25564999999999999,0.21784999999999999,0.33639000000000002,0.20627999999999999,0.54359999999999997,0.79108000000000001,0.17032,0.58240000000000003,0.52690000000000003,0.25861000000000001,0.40858,0.58467999999999998,0.38319999999999999,0.19006999999999999,0.14241999999999999,0.11719,0.14096,0.14585000000000001,0.33944999999999997,0.32006000000000001,0.23683000000000001,0.30129,0.61451999999999996,0.34376000000000001,0.32762000000000002,0.57601999999999998,0.27745999999999998,9.9297999999999997E-2,0.26068999999999998,0.1023,0.34323999999999999,0.85723000000000005,0.20624999999999999,0.56391999999999998,0.25595000000000001,0.11713,0.32327,0.35196,0.47691,0.52986999999999995,0.55898000000000003,0.50012999999999996,0.45335999999999999,0.21492,0.42715999999999998,0.54862999999999995,0.39582000000000001,0.59343000000000001,0.81677,0.85602999999999996,0.72480999999999995,0.66366000000000003,0.49129,0.12728,0.25052000000000002,0.50404000000000004,0.35271999999999998,0.18928,0.27311999999999997,0.10308,0.21041000000000001,0.37113000000000002,0.14355000000000001,9.5986000000000002E-2,0.21736,0.23000999999999999,5.6170999999999999E-2,0.13286000000000001,0.43785000000000002,0.58792,0.33894000000000002,0.25813000000000003,0.23612,0.18862999999999999,0.21793000000000001,0.31292999999999999,0.14512,0.19025,0.65959999999999996,0.75312000000000001,0.80598999999999998,6.7614724308688763E-3,0.84594000000000003,0.85668,0.86546000000000001,0.70652933152718456,1.2681E-2,5.4289999999999998E-2,8.3510000000000001E-2,0.14299000000000001,0.28508,0.47106999999999999,0.65400999999999998,0.80427000000000004,1,0,0.34873999999999999,2.0800000000000001E-5,4.8999999999999998E-5,2.2715743398293853E-4,2.1949046640656888E-4,8.1415119348093867E-4,1.8627539975568652E-4,1.008690451271832E-3,2.7688939007930458E-4,1.339853391982615E-3,8.2604849012568593E-4,1.5228132251650095E-3,1.3853226555511355E-3,1.00958242546767E-3,2.0588125335052609E-4,1.812163507565856E-3,3.0495968530885875E-4,1.2967196526005864E-3,9.556547156535089E-4,1.6429842216894031E-3,1.5015286626294255E-3,1.2819757685065269E-3,5.2236049668863416E-4,1.626861747354269E-3,6.596448365598917E-4,1.1706412769854069E-3,1.7961973790079355E-3,1.3761294540017843E-3,1.1123203439638019E-3,null,null,null,null,null,4.6829999999999997E-3,4.1130000000000003E-3,2.53E-2,4.1529999999999996E-3,0,0,0,0,0,8.5300000000000001E-2,2.41E-2,2.7036999999999999E-2,0]
[437,0.75516000000000005,0.73504999999999998,0.71892999999999996,0.70608000000000004,0.75761000000000001,0.73173999999999995,0.75876999999999994,0.74568999999999996,0.73207,0.36066999999999999,0.34617999999999999,0.30044999999999999,0.50756999999999997,0.64549000000000001,0.73611000000000004,0.74778999999999995,0.71235000000000004,0.7349,0.64197000000000004,0.75965000000000005,0.66354000000000002,0.59401000000000004,0.65041000000000004,0.75905,0.66417999999999999,0.76376999999999995,0.66759999999999997,0.73021999999999998,0.63821000000000006,0.45315,0.44705,8.4071999999999994E-2,0.48809999999999998,0.25708999999999999,0.38557999999999998,0.29181000000000001,0.30070999999999998,0.32278000000000001,0.31731999999999999,0.30052000000000001,0.46462999999999999,0.31691000000000003,0.36986999999999998,0.42387999999999998,0.37751000000000001,0.38640000000000002,0.39050000000000001,0.34501999999999999,0.35819000000000001,0.35493999999999998,0.40536,0.25414999999999999,0.25496999999999997,0.25518999999999997,0.25438,3.0979E-2,2.9256000000000001E-2,6.2295000000000003E-2,6.2631000000000006E-2,0.12184,0.11360000000000001,0.16364000000000001,0.26938000000000001,0.14878,0.38074999999999998,0.43142999999999998,0.40307999999999999,0.24948999999999999,0.36531000000000002,0.26394000000000001,0.33030999999999999,0.53486999999999996,0.44956000000000002,0.61785999999999996,0.61409999999999998,0.11378000000000001,9.6610000000000001E-2,0.16400000000000001,0.13844000000000001,0.18132999999999999,0.10548,0.10148,0.11315,0.10428,9.1258000000000006E-2,0.10668999999999999,7.9114000000000004E-2,9.8553000000000002E-2,0.30502000000000001,0.14910999999999999,4.4443999999999997E-2,9.4876000000000002E-2,0.18565000000000001,0.17682,8.7999999999999995E-2,0.17959,0.26391999999999999,0.224,0.10795,0.49091000000000001,0.25567000000000001,0.43711,0.11201,0.20687,0.10101,0.11753,7.2727E-2,0.21031,1.4078E-2,2.7476E-2,4.3880000000000002E-2,5.8352000000000001E-2,4.9612999999999997E-2,5.6085000000000003E-2,4.7046999999999999E-2,5.0699000000000001E-2,2.9103E-2,2.1146999999999999E-2,2.0773E-2,1.7454999999999998E-2,5.3398000000000001E-2,5.9069999999999998E-2,8.4931999999999994E-2,3.0675000000000001E-2,1.8540000000000001E-2,1.6027E-2,4.8196000000000003E-3,9.6661999999999998E-3,9.3098E-3,6.0388000000000004E-3,3.6665999999999999E-3,3.0094000000000002E-3,4.62E-3,5.5274E-3,4.0336E-3,3.6248000000000001E-3,0.12520999999999999,0.38367000000000001,0.29897000000000001,8.6869000000000002E-2,0.14792,0.15869,0.10588,0.30834,0.12497,2.5364000000000001E-2,3.5108E-2,2.9357999999999999E-2,3.2530000000000003E-2,2.7181E-2,2.8216000000000001E-2,2.9914E-2,3.3533E-2,2.4112999999999999E-2,0.27385999999999999,6.8996000000000002E-2,6.5218999999999999E-2,6.0502E-2,6.2987000000000001E-2,5.6223000000000002E-2,5.8783000000000002E-2,6.8990999999999997E-2,5.3378000000000002E-2,5.0220000000000001E-2,7.9030000000000003E-2,3.3577000000000003E-2,5.9903999999999999E-3,3.0224000000000001E-2,8.3237000000000005E-2,0.26,0.61877000000000004,0.17741999999999999,0.12576000000000001,0.29865999999999998,0.10700999999999999,0.22106999999999999,0.95445000000000002,0.71779999999999999,0.45190999999999998,0.91432000000000002,0.71779999999999999,0.52097000000000004,0.18966,0.21367,0.2487,0.40073999999999999,0.30225000000000002,0.59009,0.66302000000000005,0.71721000000000001,0.33172000000000001,0.24318999999999999,0.39967999999999998,0.23966000000000001,0.55891999999999997,0.29821999999999999,0.39229000000000003,0.32896999999999998,0.29010000000000002,0.34871999999999997,0.29704999999999998,0.28992000000000001,0.25030000000000002,0.38573000000000002,0.48053000000000001,0.37742999999999999,0.39163999999999999,0.21834000000000001,0.15934000000000001,0.46195000000000003,0.27903,0.37158000000000002,0.51953000000000005,0.37735000000000002,0.37725999999999998,0.39168999999999998,0.62934999999999997,0.22453999999999999,0.26704,0.27273999999999998,0.23504,0.36274000000000001,0.22173999999999999,0.57260999999999995,0.81913000000000002,0.18981999999999999,0.62089000000000005,0.56325999999999998,0.27940999999999999,0.45378000000000002,0.62253999999999998,0.4173,0.20812,0.15991,0.13197,0.15740000000000001,0.16205,0.36260999999999999,0.34190999999999999,0.25179000000000001,0.33151999999999998,0.64388000000000001,0.36374000000000001,0.35191,0.62378,0.30740000000000001,0.11064,0.30184,0.11563,0.37376999999999999,0.89292000000000005,0.22486999999999999,0.60285,0.27690999999999999,0.12520000000000001,0.34278999999999998,0.37575999999999998,0.50807999999999998,0.56594,0.59611000000000003,0.53305999999999998,0.48770000000000002,0.23848,0.45821000000000001,0.58516000000000001,0.42204999999999998,0.62722,0.85768999999999995,0.89202000000000004,0.74541000000000002,0.70835999999999999,0.52573000000000003,0.14136000000000001,0.26910000000000001,0.54124000000000005,0.37557000000000001,0.20388000000000001,0.29897000000000001,0.11562,0.23346,0.40772000000000003,0.15608,0.10643,0.23963999999999999,0.24879999999999999,6.2226999999999998E-2,0.14510000000000001,0.48171000000000003,0.63551000000000002,0.37162000000000001,0.28716000000000003,0.26301999999999998,0.21362999999999999,0.21584999999999999,0.30889,0.13986000000000001,0.18762999999999999,0.67610000000000003,0.77010000000000001,0.82243999999999995,6.8954614536720403E-3,0.86045000000000005,0.87029999999999996,0.87829999999999997,0.71601516769201989,1.3025999999999999E-2,5.5329999999999997E-2,8.4915000000000004E-2,0.14498,0.28798000000000001,0.47458,0.65749000000000002,0.80720999999999998,1,0,0.41565000000000002,4.1600000000000002E-5,9.7999999999999997E-5,2.5582968373782933E-4,2.479756367392838E-4,9.0386142255738378E-4,2.1040051069576293E-4,1.1202103924006224E-3,3.0969828367233276E-4,1.4814893947914243E-3,9.1638817684724927E-4,1.6888075042515993E-3,1.5344922430813313E-3,1.1195533443242311E-3,2.281574415974319E-4,2.0064446143805981E-3,3.3744933898560703E-4,1.4366480754688382E-3,1.0540675139054656E-3,1.8244481179863214E-3,1.6589966835454106E-3,1.4194733230397105E-3,5.8416899992153049E-4,1.8036646069958806E-3,7.305097533389926E-4,1.2983977794647217E-3,1.9867424853146076E-3,1.5179974725469947E-3,1.2294035404920578E-3,null,null,null,null,null,5.7109999999999999E-3,4.2900000000000004E-3,2.52E-2,4.4949999999999999E-3,0,0,0,0,0,9.0999999999999998E-2,2.52E-2,2.9623E-2,0]
[438,0.63275000000000003,0.60257000000000005,0.57840000000000003,0.55911999999999995,0.63641000000000003,0.59760999999999997,0.63815,0.61853000000000002,0.59809999999999997,0.30767,0.2863,0.23873,0.34797,0.46823999999999999,0.60416000000000003,0.62168000000000001,0.56852999999999998,0.60235000000000005,0.46295999999999998,0.63948000000000005,0.49531999999999998,0.49325999999999998,0.47561999999999999,0.63858000000000004,0.49626999999999999,0.64566000000000001,0.50139999999999996,0.59533000000000003,0.45732,0.31574999999999998,0.31892999999999999,8.4547999999999998E-2,0.37058000000000002,0.20449999999999999,0.26901999999999998,0.20208000000000001,0.24637999999999999,0.23074,0.22808999999999999,0.24909999999999999,0.33957999999999999,0.23133999999999999,0.31681999999999999,0.32377,0.28835,0.33832000000000001,0.30776999999999999,0.23937,0.25605,0.26447999999999999,0.31140000000000001,0.20433999999999999,0.20033999999999999,0.19739000000000001,0.20873,3.0935000000000001E-2,2.9552999999999999E-2,6.2493E-2,6.2782000000000004E-2,0.12136,0.11194999999999999,0.16103999999999999,0.25019000000000002,0.1439,0.36681999999999998,0.42570999999999998,0.30623,0.24054,0.35718,0.24493999999999999,0.31741999999999998,0.39654,0.30742999999999998,0.48436000000000001,0.42115000000000002,0.1159,9.7993999999999998E-2,0.16600000000000001,0.14069000000000001,0.18398,0.10702,0.10285,0.11481,0.10657999999999999,9.2695E-2,0.10834000000000001,8.0696000000000004E-2,0.10055,0.30778,0.16255,4.6464999999999999E-2,0.10006,0.19691,0.18754000000000001,9.1999999999999998E-2,0.19796,0.29277999999999998,0.246,0.12268,0.53939000000000004,0.28040999999999999,0.48041,0.11898,0.21365999999999999,0.11111,0.12989999999999999,7.8787999999999997E-2,0.23299,1.6062E-2,3.1364999999999997E-2,4.8006E-2,6.5297999999999995E-2,5.5678999999999999E-2,6.2940999999999997E-2,5.2646999999999999E-2,5.9282000000000001E-2,3.2672E-2,2.4049000000000001E-2,2.3635E-2,1.9854E-2,6.0964999999999998E-2,6.6952999999999999E-2,9.6258999999999997E-2,3.5066E-2,2.1229999999999999E-2,1.8471999999999999E-2,5.4993999999999998E-3,1.0865E-2,1.0957E-2,7.1621999999999996E-3,4.3514000000000001E-3,3.5715999999999999E-3,5.483E-3,6.5595999999999996E-3,4.5484000000000002E-3,4.2992000000000004E-3,0.1401,0.42244999999999999,0.32990000000000003,9.4949000000000006E-2,0.16458,0.17979000000000001,0.12032,0.35154999999999997,0.13933999999999999,2.921E-2,4.0440999999999998E-2,3.3857999999999999E-2,3.7509000000000001E-2,3.1333E-2,3.2550000000000003E-2,3.4450000000000001E-2,3.8644999999999999E-2,2.7757E-2,0.30499999999999999,7.9439999999999997E-2,7.5052999999999995E-2,6.9633E-2,7.2458999999999996E-2,6.4716999999999997E-2,6.7637000000000003E-2,7.9423999999999995E-2,6.1405000000000001E-2,5.7779999999999998E-2,8.8939000000000004E-2,3.7773000000000001E-2,6.2496000000000001E-3,3.4512000000000001E-2,8.5338999999999998E-2,0.28000000000000003,0.67351000000000005,0.19389000000000001,0.14000000000000001,0.33007999999999998,0.11813,0.23805000000000001,0.96963999999999995,0.76363000000000003,0.47508,0.94288000000000005,0.76363000000000003,0.56674999999999998,0.21231,0.23546,0.26965,0.43129000000000001,0.32645000000000002,0.63383999999999996,0.70743,0.76953000000000005,0.36168,0.26679000000000003,0.42976999999999999,0.26596999999999998,0.59584999999999999,0.32034000000000001,0.41543000000000002,0.34832000000000002,0.30947000000000002,0.36923,0.31719999999999998,0.30953999999999998,0.26788000000000001,0.41771999999999998,0.51370000000000005,0.41038000000000002,0.42538999999999999,0.23168,0.1686,0.50458000000000003,0.31286999999999998,0.39850999999999998,0.56072999999999995,0.40477000000000002,0.40493000000000001,0.42027999999999999,0.66871000000000003,0.24348,0.28895999999999999,0.28982000000000002,0.25223000000000001,0.38908999999999999,0.23719999999999999,0.60162000000000004,0.84718000000000004,0.20932000000000001,0.65937000000000001,0.59962000000000004,0.30020999999999998,0.49897999999999998,0.66039000000000003,0.45140999999999998,0.22617000000000001,0.1774,0.14674999999999999,0.17383000000000001,0.17824000000000001,0.38577,0.36376999999999998,0.26674999999999999,0.36175000000000002,0.67323,0.38372000000000001,0.37619999999999998,0.67154000000000003,0.33733999999999997,0.12198000000000001,0.34299000000000002,0.12895000000000001,0.40428999999999998,0.92862,0.24348,0.64176999999999995,0.29787000000000002,0.13325999999999999,0.36231000000000002,0.39956000000000003,0.53925000000000001,0.60202,0.63322999999999996,0.56599999999999995,0.52205000000000001,0.26202999999999999,0.48925000000000002,0.62170000000000003,0.44828000000000001,0.66100999999999999,0.89861000000000002,0.92801,0.76600999999999997,0.75305999999999995,0.56016999999999995,0.15545,0.28769,0.57845000000000002,0.39842,0.21848999999999999,0.32482,0.12817000000000001,0.25651000000000002,0.44430999999999998,0.16861000000000001,0.11688,0.26191999999999999,0.26758999999999999,6.8282999999999996E-2,0.15734000000000001,0.52556999999999998,0.68310000000000004,0.40428999999999998,0.31618000000000002,0.28993000000000002,0.23863999999999999,0.21376999999999999,0.30484,0.13461000000000001,0.18501000000000001,0.69259999999999999,0.78707000000000005,0.83889999999999998,7.027443890391275E-3,0.87495999999999996,0.88392000000000004,0.89114000000000004,0.72548973652195792,1.337E-2,5.6370999999999997E-2,8.6319000000000007E-2,0.14696999999999999,0.29088999999999998,0.47809000000000001,0.66098000000000001,0.81015000000000004,1,0,0.48254999999999998,6.2399999999999999E-5,1.47E-4,2.873228513635695E-4,2.7945364126935601E-4,9.9659303668886423E-4,2.3757305461913347E-4,1.2352338526397943E-3,3.4552579745650291E-4,1.6269122716039419E-3,1.0108592687174678E-3,1.8600750481709838E-3,1.6883525531738997E-3,1.234297757036984E-3,2.5365155306644738E-4,2.2062882781028748E-3,3.734645142685622E-4,1.5804541762918234E-3,1.1560574639588594E-3,2.0114518702030182E-3,1.8214501906186342E-3,1.5613841824233532E-3,6.5003597410395741E-4,1.9857687875628471E-3,8.0594554310664535E-4,1.4308965764939785E-3,2.1829998586326838E-3,1.6646768199279904E-3,1.350915408693254E-3,null,null,null,null,null,6.829E-3,4.4600000000000004E-3,2.5600000000000001E-2,4.9100000000000003E-3,0,0,0,0,0,9.5200000000000007E-2,2.9000000000000001E-2,3.2513E-2,0]
[444,0.27395999999999998,0.21092,0.16044,0.12041,0.28134999999999999,0.20030999999999999,0.28509000000000001,0.25302000000000002,0.20926,0.15323999999999999,0.10964,5.3990999999999997E-2,3.066E-2,0.12501999999999999,0.19625999999999999,0.23313,0.12381,0.20127,0.11337999999999999,0.27505000000000002,0.16638,0.18089,0.13175999999999999,0.27683999999999997,0.16908999999999999,0.28543000000000002,0.17687,0.185,9.9710999999999994E-2,4.1551999999999999E-2,6.4597000000000002E-2,8.2780999999999993E-2,0.14307,4.1051999999999998E-2,3.6353000000000003E-2,2.2771E-2,7.8007999999999994E-2,4.8349999999999997E-2,5.1477000000000002E-2,9.0511999999999995E-2,9.2464000000000005E-2,6.2939999999999996E-2,0.15612999999999999,0.13022,0.11612,0.19474,0.15054000000000001,2.8228E-2,5.3717000000000001E-2,8.6402999999999994E-2,0.12887000000000001,4.9710999999999998E-2,2.9832999999999998E-2,1.6355000000000001E-2,6.7872000000000002E-2,2.7857E-2,2.1842E-2,6.7207000000000003E-2,6.7558000000000007E-2,0.12548999999999999,0.11308,0.14545,0.20282,0.15365999999999999,0.35844999999999999,0.47143000000000002,6.2510999999999997E-2,0.19308,0.34710000000000002,0.19164999999999999,0.32042999999999999,4.9491E-2,1.6667999999999999E-2,7.5213000000000002E-2,2.1564E-2,0.12720999999999999,0.10919,0.186,0.15443999999999999,0.19994999999999999,0.11638999999999999,0.11217000000000001,0.12559000000000001,0.11874999999999999,0.10192,0.11889,9.0190000000000006E-2,0.11201,0.32355,0.25119000000000002,6.6667000000000004E-2,0.13106999999999999,0.23629,0.22506000000000001,0.124,0.29183999999999999,0.42474000000000001,0.36199999999999999,0.23655000000000001,0.78990000000000005,0.40411999999999998,0.69896999999999998,0.15998999999999999,0.25768000000000002,0.15556,0.18762999999999999,0.11515,0.34433000000000002,3.0988000000000002E-2,6.0560999999999997E-2,7.6168E-2,0.1366,0.11985999999999999,0.13549,0.11012,0.14002999999999999,6.5578999999999998E-2,4.8748E-2,4.7987000000000002E-2,4.0264000000000001E-2,0.12601999999999999,0.12953000000000001,0.189,7.2473999999999997E-2,4.4202999999999999E-2,3.9710000000000002E-2,9.8966000000000002E-3,2.4969000000000002E-2,2.6717999999999999E-2,1.8373E-2,1.1209E-2,9.1999999999999998E-3,1.4123E-2,1.6895E-2,9.6492000000000001E-3,1.103E-2,0.20549999999999999,0.61429,0.48247000000000001,0.13535,0.23957999999999999,0.30180000000000001,0.25137999999999999,0.68150999999999995,0.21296000000000001,6.7635000000000001E-2,9.2970999999999998E-2,7.8437999999999994E-2,8.6695999999999995E-2,7.2761000000000006E-2,7.5389999999999999E-2,7.9618999999999995E-2,8.9898000000000006E-2,6.4356999999999998E-2,0.46111999999999997,0.18239,0.17166999999999999,0.15947,0.16603999999999999,0.14868999999999999,0.15529000000000001,0.18204000000000001,0.14041999999999999,0.13247,0.17762,7.5486999999999999E-2,8.9288000000000006E-3,7.6738000000000001E-2,9.7295000000000006E-2,0.40799999999999997,0.95660000000000001,0.33237,0.25484000000000001,0.57340999999999998,0.20100999999999999,0.34914000000000001,0.75102000000000002,0.97106000000000003,0.59987999999999997,0.92534000000000005,0.97106000000000003,0.87119999999999997,0.42027999999999999,0.41184999999999999,0.40877000000000002,0.65766999999999998,0.52692000000000005,0.83281000000000005,0.87775000000000003,0.92451000000000005,0.61065000000000003,0.47150999999999998,0.65505999999999998,0.50668999999999997,0.81450999999999996,0.44291999999999998,0.54959999999999998,0.47765000000000002,0.45783000000000001,0.49743999999999999,0.45872000000000002,0.44796000000000002,0.39029999999999998,0.58520000000000005,0.67029000000000005,0.68577999999999995,0.69116,0.32252999999999998,0.24459,0.86736000000000002,0.58803000000000005,0.59319999999999995,0.85365000000000002,0.60311000000000003,0.60565999999999998,0.62739999999999996,0.90951000000000004,0.39187,0.46709000000000001,0.41091,0.40790999999999999,0.59287999999999996,0.34927999999999998,0.84604999999999997,0.98065999999999998,0.39195999999999998,0.84179999999999999,0.8034,0.45407999999999998,0.70247000000000004,0.84165999999999996,0.71013000000000004,0.43047999999999997,0.32146000000000002,0.27034999999999998,0.30732999999999999,0.30521999999999999,0.44566,0.44111,0.37673000000000001,0.61619000000000002,0.83840000000000003,0.40518999999999999,0.47872999999999999,0.88246000000000002,0.57855999999999996,0.30203000000000002,0.68091999999999997,0.24213999999999999,0.63371999999999995,0.96564000000000005,0.38383,0.89746000000000004,0.45338000000000001,0.18853,0.47178999999999999,0.51100999999999996,0.76095000000000002,0.80449999999999999,0.82448999999999995,0.77912000000000003,0.75444,0.44721,0.57913999999999999,0.84557000000000004,0.62583999999999995,0.86070000000000002,0.99609000000000003,0.92147000000000001,0.74446000000000001,0.96848999999999996,0.66393999999999997,0.33867999999999998,0.42208000000000001,0.79966999999999999,0.54976000000000003,0.32669999999999999,0.48925999999999997,0.23702999999999999,0.43920999999999999,0.72387999999999997,0.26776,0.1976,0.42925000000000002,0.41399999999999998,0.13214999999999999,0.2291,0.83670999999999995,0.95565999999999995,0.65547,0.55247999999999997,0.50929999999999997,0.44291000000000003,0.20313000000000001,0.28460000000000002,0.12254,0.17884,0.77381,0.86858000000000002,0.91664999999999996,7.6005034994818923E-3,0.94221999999999995,0.94669000000000003,0.95008999999999999,0.77340181762606319,1.5585999999999999E-2,6.2879000000000004E-2,9.5033999999999993E-2,0.15919,0.3085,0.49908999999999998,0.68159000000000003,0.82728999999999997,1,0,0.92327000000000004,3.3488999999999998E-2,7.8956999999999999E-2,5.4231350077316165E-4,5.2214553579688072E-4,1.5357276424765587E-3,4.592703771777451E-4,1.8850459018722177E-3,6.1768398154526949E-4,2.4235828313976526E-3,1.5795096987858415E-3,2.8294655494391918E-3,2.5610316079109907E-3,1.9152401946485043E-3,4.8194240662269294E-4,3.309556981548667E-3,6.7047111224383116E-4,2.3768474347889423E-3,1.7430278239771724E-3,3.042800584807992E-3,2.7366138529032469E-3,2.3618640843778849E-3,1.0836209403350949E-3,3.0026878230273724E-3,1.2945497874170542E-3,2.1751332096755505E-3,3.2618681434541941E-3,2.4925677571445704E-3,2.0457487553358078E-3,null,null,null,null,null,6.5189999999999996E-3,9.6469999999999993E-3,1.72E-2,8.3929999999999994E-3,0,0,0,0,0,0.1163,4.6300000000000001E-2,2.2075000000000001E-2,0]
[449,0.25702000000000003,0.18748000000000001,0.13199,8.8177000000000005E-2,0.26477000000000001,0.17541000000000001,0.26891999999999999,0.24679999999999999,0.19692999999999999,0.14504,9.8050999999999999E-2,3.9370000000000002E-2,3.6728999999999998E-2,0.14335999999999999,0.16717000000000001,0.20407,8.7842000000000003E-2,0.18076999999999999,0.12458,0.25498999999999999,0.17446,0.15905,0.13858000000000001,0.25838,0.17927000000000001,0.26540999999999998,0.18648999999999999,0.15664,0.10507,4.2157E-2,6.6030000000000005E-2,7.9837000000000005E-2,0.14756,2.6741000000000001E-2,3.7412000000000001E-2,2.2991999999999999E-2,6.4118999999999995E-2,4.8807000000000003E-2,5.2754000000000002E-2,7.8016000000000002E-2,9.4114000000000003E-2,6.4827999999999997E-2,0.14535000000000001,0.1323,0.11990000000000001,0.18628,0.15528,2.8405E-2,5.4380999999999999E-2,8.8607000000000005E-2,0.13175999999999999,3.6684000000000001E-2,1.4808999999999999E-2,0,5.6600999999999999E-2,4.3269000000000002E-2,4.8471E-2,8.5907999999999998E-2,9.3819E-2,0.15922,0.15634000000000001,0.12207999999999999,0.19455,0.12927,0.30131000000000002,0.37142999999999998,3.5007000000000003E-2,0.17702000000000001,0.30989,0.16971,0.25599,2.4896999999999999E-2,1.128E-2,3.2749E-2,1.6872000000000002E-2,0.13746,0.11729000000000001,0.20599999999999999,0.16635,0.21412999999999999,0.12417,0.11984,0.13467999999999999,0.12670999999999999,0.10983,0.12759000000000001,9.8101999999999995E-2,0.12013,0.33714,0.27090999999999998,8.6869000000000002E-2,0.15187999999999999,0.21153,0.20147000000000001,0.13800000000000001,0.30612,0.45155000000000001,0.39600000000000002,0.29187999999999997,0.82828000000000002,0.42268,0.73196000000000006,0.17798,0.29704000000000003,0.16162000000000001,0.18762999999999999,0.12121,0.35258,4.1442E-2,8.0988000000000004E-2,9.3830999999999998E-2,0.26143,0.21553,0.24360999999999999,0.21073,0.27061000000000002,0.12731000000000001,8.9454000000000006E-2,8.7886000000000006E-2,7.3838000000000001E-2,0.22872999999999999,0.21545,0.31946999999999998,0.13095000000000001,7.9611000000000001E-2,7.1154999999999996E-2,1.9515999999999999E-2,4.7433000000000003E-2,5.0639999999999998E-2,3.6193999999999997E-2,2.2155000000000001E-2,1.8183999999999999E-2,2.7914000000000001E-2,3.3391999999999998E-2,1.8259999999999998E-2,2.1728999999999998E-2,0.18568999999999999,0.63468999999999998,0.49691000000000002,0.14141000000000001,0.25,0.30713000000000001,0.35630000000000001,0.91695000000000004,0.24995999999999999,0.12584000000000001,0.17330999999999999,0.14666999999999999,0.16245999999999999,0.13597000000000001,0.14094000000000001,0.1487,0.16763,0.12078999999999999,0.53305999999999998,0.33811000000000002,0.31866,0.29587000000000002,0.30803000000000003,0.27532000000000001,0.28814000000000001,0.33746999999999999,0.26057000000000002,0.24606,0.34137000000000001,0.14535000000000001,1.4470999999999999E-2,0.14856,0.11083,0.52600000000000002,0.97189999999999999,0.45704,0.36785000000000001,0.59475999999999996,0.31261,0.43115999999999999,0.45477000000000001,0.88392999999999999,0.60543000000000002,0.64463000000000004,0.88392999999999999,0.98487999999999998,0.70770999999999995,0.60004999999999997,0.46040999999999999,0.85328999999999999,0.71699999999999997,0.97213000000000005,0.97962000000000005,0.98741999999999996,0.83506000000000002,0.73592999999999997,0.87541000000000002,0.80793999999999999,0.97014,0.54085000000000005,0.55128999999999995,0.53803000000000001,0.61609999999999998,0.53415000000000001,0.54005000000000003,0.52834000000000003,0.46909000000000001,0.59043999999999996,0.58992,0.94762999999999997,0.94813999999999998,0.37368000000000001,0.31641999999999998,0.98734999999999995,0.89937,0.74146999999999996,0.98124999999999996,0.75319000000000003,0.74670000000000003,0.77410999999999996,0.99000999999999995,0.51010999999999995,0.56440999999999997,0.47833999999999999,0.55952999999999997,0.78173000000000004,0.47777999999999998,0.97853000000000001,0.82018999999999997,0.57150999999999996,0.97363,0.96723000000000003,0.55793000000000004,0.89659,0.97360999999999998,0.94728000000000001,0.64073999999999998,0.44779999999999998,0.39145000000000002,0.43286999999999998,0.41072999999999998,0.46261000000000002,0.48314000000000001,0.47499999999999998,0.80584999999999996,0.90669,0.38207999999999998,0.54617000000000004,0.75848000000000004,0.82994999999999997,0.49875999999999998,0.94345000000000001,0.35459000000000002,0.80667999999999995,0.92269000000000001,0.49564999999999998,0.98838000000000004,0.58416999999999997,0.21451000000000001,0.47498000000000001,0.59082999999999997,0.96016000000000001,0.96741999999999995,0.97075,0.96318999999999999,0.95906999999999998,0.60558000000000001,0.46516000000000002,0.97665000000000002,0.71811999999999998,0.97507999999999995,0.78639000000000003,0.62343000000000004,0.51014999999999999,0.88165000000000004,0.70755000000000001,0.53252999999999995,0.48769000000000001,0.96728000000000003,0.61436000000000002,0.40650999999999998,0.59889000000000003,0.39015,0.68818999999999997,0.95509999999999995,0.36062,0.29712,0.55523,0.49563000000000001,0.22001999999999999,0.29499999999999998,0.97850999999999999,0.94581000000000004,0.90069999999999995,0.82221,0.77595999999999998,0.63414000000000004,0.19303999999999999,0.26844000000000001,0.12175,0.18265999999999999,0.83408000000000004,0.92801999999999996,0.97267999999999999,8.0655802783534229E-3,0.99000999999999995,0.99112,0.99168000000000001,0.80939127774011821,1.7649999999999999E-2,6.8684999999999996E-2,0.10271,0.16975999999999999,0.32339000000000001,0.51648000000000005,0.69833000000000001,0.84089000000000003,1,0.45600000000000002,0.53025,0.25562000000000001,0.60279000000000005,8.1800553016364574E-4,7.7585299732163548E-4,1.6702139982953668E-3,7.1775272954255342E-4,1.9959411583840847E-3,9.0901012299582362E-4,2.4535432457923889E-3,1.7830496653914452E-3,2.9471823945641518E-3,2.7120457962155342E-3,2.1222990471869707E-3,7.5848691631108522E-4,3.4091516863554716E-3,9.7568315686658025E-4,2.4583532940596342E-3,1.8949543591588736E-3,3.1454700510948896E-3,2.8524065855890512E-3,2.4813117925077677E-3,1.3486319221556187E-3,3.1070502009242773E-3,1.5316989738494158E-3,2.3321080952882767E-3,3.3229098189622164E-3,2.5850627571344376E-3,2.1930250804871321E-3,null,null,null,null,null,5.7780000000000001E-3,1.4215E-2,7.6E-3,1.4482999999999999E-2,0,0,0,0,0,0.1002,6.7199999999999996E-2,5.7174000000000003E-2,0]
[455,0.27227000000000001,0.19811000000000001,0.1394,9.3131000000000005E-2,0.27968999999999999,0.18490999999999999,0.28499999999999998,0.27742,0.22226000000000001,0.14480000000000001,9.7748000000000002E-2,3.8669000000000002E-2,5.2769999999999997E-2,0.17058999999999999,0.17584,0.20513000000000001,9.2550999999999994E-2,0.19897999999999999,0.13836000000000001,0.27043,0.18526000000000001,0.16078999999999999,0.13822000000000001,0.27435999999999999,0.19051000000000001,0.27976000000000001,0.19642000000000001,0.16675999999999999,0.11230999999999999,4.3848999999999999E-2,6.6388000000000003E-2,7.8988000000000003E-2,0.14627999999999999,2.5909000000000001E-2,3.5829E-2,2.2311999999999999E-2,6.2648999999999996E-2,4.8038999999999998E-2,5.1597999999999998E-2,7.6569999999999999E-2,9.3531000000000003E-2,6.3511999999999999E-2,0.14263999999999999,0.12745999999999999,0.1176,0.18245,0.15204000000000001,2.7931999999999998E-2,5.5E-2,8.6901999999999993E-2,0.12789,3.6001999999999999E-2,1.4534E-2,0,5.5548E-2,2.9651E-2,2.6251E-2,6.9954000000000002E-2,6.7513000000000004E-2,0.15114,0.13900000000000001,0.12987000000000001,0.22259999999999999,0.12195,0.32607000000000003,0.38571,4.0955999999999999E-2,0.19625999999999999,0.32708999999999999,0.19028,0.27927999999999997,2.0222E-2,1.0518E-2,2.3837000000000001E-2,1.0094000000000001E-2,0.15018000000000001,0.12705,0.22,0.18154000000000001,0.23269999999999999,0.13389999999999999,0.13184999999999999,0.14704,0.13575999999999999,0.12066,0.13918,0.10918,0.12927,0.35566999999999999,0.22513,9.0909000000000004E-2,0.14495,0.14563999999999999,0.13872000000000001,0.14000000000000001,0.24490000000000001,0.35052,0.32,0.22770000000000001,0.65656999999999999,0.31958999999999999,0.56701000000000001,0.18992999999999999,0.31179000000000001,0.13131000000000001,0.14433000000000001,9.0909000000000004E-2,0.26804,4.1022999999999997E-2,8.0012E-2,9.5546000000000006E-2,0.42482999999999999,0.29499999999999998,0.33334000000000003,0.34234999999999999,0.51092000000000004,0.25085000000000002,0.19345999999999999,0.19006000000000001,0.15967999999999999,0.40837000000000001,0.34205000000000002,0.51293,0.28138999999999997,0.17029,0.14843000000000001,3.8785E-2,9.2040999999999998E-2,9.9460000000000007E-2,7.1802000000000005E-2,4.4021999999999999E-2,3.6135E-2,5.5463999999999999E-2,6.6347000000000003E-2,3.7530000000000001E-2,4.3110999999999997E-2,0.11386,0.48980000000000001,0.37113000000000002,0.10101,0.1875,0.19259000000000001,0.32916000000000001,0.89414000000000005,0.26507999999999998,0.19456000000000001,0.26873000000000002,0.22702,0.25026999999999999,0.20951,0.21809999999999999,0.23007,0.25852999999999998,0.18673999999999999,0.55589999999999995,0.52364999999999995,0.49336000000000002,0.45813999999999999,0.47693000000000002,0.42682999999999999,0.44581999999999999,0.52239999999999998,0.40360000000000001,0.38040000000000002,0.69938,0.29642000000000002,2.7716000000000001E-2,0.31470999999999999,0.14280999999999999,0.56000000000000005,0.70598000000000005,0.46870000000000001,0.38362000000000002,0.36385000000000001,0.38856000000000002,0.37036000000000002,0.21353,0.55591000000000002,0.46775,0.32023000000000001,0.55591000000000002,0.80476999999999999,1,0.72043999999999997,0.37515999999999999,0.89222999999999997,0.63846000000000003,0.69564999999999999,0.75239,0.73123000000000005,0.8538,0.95099999999999996,1,0.94106999999999996,0.86114999999999997,0.42405999999999999,0.40411999999999998,0.46172999999999997,0.73848000000000003,0.43007000000000001,0.48648999999999998,0.47548000000000001,0.43485000000000001,0.42709000000000003,0.34871999999999997,0.9526,0.94372,0.34654000000000001,0.31607000000000002,0.74477000000000004,1,0.69647000000000003,0.81040000000000001,0.70494999999999997,0.67286999999999997,0.69925999999999999,0.74331999999999998,0.53649000000000002,0.4723,0.42975999999999998,0.63216000000000006,0.71433999999999997,0.59662000000000004,0.77739999999999998,0.49924000000000002,0.52222999999999997,0.77176999999999996,0.81676000000000004,0.52573999999999999,1,0.80044999999999999,1,0.72311999999999999,0.46442,0.439,0.47882000000000002,0.43169000000000002,0.36516999999999999,0.39134999999999998,0.51502999999999999,0.72723000000000004,0.82052999999999998,0.29416999999999999,0.44263000000000002,0.45223999999999998,0.93647000000000002,0.64963000000000004,0.93908000000000003,0.40233999999999998,0.79001999999999994,0.67462,0.47826000000000002,0.78308,0.61626000000000003,0.19628999999999999,0.33594000000000002,0.47189999999999999,0.90593999999999997,0.78947999999999996,0.78912000000000004,0.83501999999999998,0.91422999999999999,0.63400999999999996,0.25788,0.96687000000000001,0.64059999999999995,0.94877999999999996,0.41771000000000003,0.28539999999999999,0.23943999999999999,0.50494000000000006,0.53332999999999997,0.51639999999999997,0.43368000000000001,0.96477999999999997,0.53808999999999996,0.40977000000000002,0.55584999999999996,0.65246000000000004,1,0.92764999999999997,0.36120999999999998,0.38178000000000001,0.51920999999999995,0.45539000000000002,0.35413,0.31570999999999999,0.80311999999999995,0.61384000000000005,1,1,1,0.70354000000000005,0.17760000000000001,0.24482000000000001,0.13181000000000001,0.19142000000000001,0.86248000000000002,0.95177999999999996,0.99126999999999998,8.1306190182592712E-3,0.99978999999999996,0.99756,0.99534999999999996,0.8307088143956497,2.0383999999999999E-2,7.6079999999999995E-2,0.11236,0.18285000000000001,0.34144000000000002,0.53718999999999995,0.71791000000000005,0.85648000000000002,1,0,0.33565,4.1834999999999997E-2,9.8635E-2,1.3189103920012712E-3,1.2371025513857603E-3,1.3805993366986513E-3,1.2393364449962974E-3,1.5454282984137535E-3,1.437234808690846E-3,1.6995860496535897E-3,1.7227056669071317E-3,2.0853450987488031E-3,2.0532018970698118E-3,1.9333033123984933E-3,1.2998977908864617E-3,2.3882240056991577E-3,1.4912921469658613E-3,1.8041766015812755E-3,1.7476500943303108E-3,2.2086098324507475E-3,2.0737363956868649E-3,1.8890013452619314E-3,1.6145994886755943E-3,2.2188879083842039E-3,1.6608427977189422E-3,1.9472542917355895E-3,2.2929350379854441E-3,1.9136846531182528E-3,1.8439110135659575E-3,null,null,null,null,null,4.4539999999999996E-3,1.1419E-2,3.5000000000000001E-3,1.5447000000000001E-2,0,0,0,0,0,5.3400000000000003E-2,7.0900000000000005E-2,3.5836E-2,0]
[461,0.28499999999999998,0.20674999999999999,0.14493,9.6630999999999995E-2,0.29189999999999999,0.19264000000000001,0.29801,0.30381000000000002,0.24396000000000001,0.13492000000000001,9.0636999999999995E-2,3.5867000000000003E-2,6.7414000000000002E-2,0.1988,0.18334,0.19811999999999999,9.6623000000000001E-2,0.21987000000000001,0.14985999999999999,0.28310000000000002,0.19406000000000001,0.16608999999999999,0.14437,0.28632999999999997,0.19849,0.29185,0.20522000000000001,0.17463000000000001,0.11747,4.0883000000000003E-2,6.2687000000000007E-2,7.7718999999999996E-2,0.13682,2.3779000000000002E-2,3.4063999999999997E-2,2.0271999999999998E-2,5.7376999999999997E-2,4.2699000000000001E-2,4.7109999999999999E-2,7.0336999999999997E-2,8.4753999999999996E-2,5.8251999999999998E-2,0.13092000000000001,0.11577999999999999,0.10793999999999999,0.16625999999999999,0.13830999999999999,2.6616000000000001E-2,5.0326999999999997E-2,7.9559000000000005E-2,0.11582000000000001,3.3042000000000002E-2,1.3339E-2,0,5.0980999999999999E-2,3.0859999999999999E-2,2.5850000000000001E-2,7.9863000000000003E-2,8.1630999999999995E-2,0.13944999999999999,0.12001000000000001,0.15065000000000001,0.22831000000000001,0.12195,0.36104000000000003,0.41428999999999999,3.4360000000000002E-2,0.20802000000000001,0.36160999999999999,0.20765,0.31744,1.8015E-2,7.9666000000000008E-3,2.1214E-2,9.2464000000000001E-3,0.16289999999999999,0.13671,0.252,0.19277,0.25194,0.14513999999999999,0.14405000000000001,0.15923999999999999,0.14438999999999999,0.13144,0.15074000000000001,0.11899,0.13905000000000001,0.37734000000000001,0.19575999999999999,7.8787999999999997E-2,0.11013000000000001,9.7497E-2,9.2862E-2,0.14799999999999999,0.15306,0.22267999999999999,0.216,0.13857,0.41818,0.20205999999999999,0.35876000000000002,0.18626000000000001,0.31546000000000002,8.4848000000000007E-2,9.6906999999999993E-2,5.6565999999999998E-2,0.17319999999999999,2.9167999999999999E-2,5.6017999999999998E-2,7.3717000000000005E-2,0.37702999999999998,0.21596000000000001,0.24365999999999999,0.30336999999999997,0.66807000000000005,0.30086000000000002,0.33173999999999998,0.32923000000000002,0.27471000000000001,0.60514000000000001,0.44103999999999999,0.66041000000000005,0.53054000000000001,0.32965,0.31204999999999999,7.2830000000000006E-2,0.16202,0.22425,0.15776000000000001,9.6498E-2,7.9214000000000007E-2,0.12157,0.14541999999999999,7.6832999999999999E-2,9.4739000000000004E-2,7.7869999999999995E-2,0.30612,0.24329999999999999,6.6667000000000004E-2,0.11874999999999999,9.6342999999999998E-2,0.17759,0.70316000000000001,0.20684,0.18418999999999999,0.2545,0.21406,0.23635,0.19828000000000001,0.20594999999999999,0.21679000000000001,0.24457000000000001,0.17618,0.42726999999999998,0.49745,0.46951999999999999,0.43568000000000001,0.45356999999999997,0.40612999999999999,0.42427999999999999,0.49769999999999998,0.38380999999999998,0.36223,0.91896,0.38506000000000001,5.4739999999999997E-2,0.63466,0.19827,0.42399999999999999,0.44617000000000001,0.34067999999999998,0.25511,0.18922,0.31552000000000002,0.26336999999999999,0.10312,0.31879999999999997,0.32286999999999999,0.18623999999999999,0.31879999999999997,0.55381999999999998,0.86312999999999995,0.58408000000000004,0.25958999999999999,0.69372,0.50531999999999999,0.36957000000000001,0.47694999999999999,0.43626999999999999,0.61702999999999997,0.76551999999999998,0.82199,0.63600999999999996,0.58894000000000002,0.27343000000000001,0.27722999999999998,0.32333000000000001,0.64583999999999997,0.29825000000000002,0.34766999999999998,0.34387000000000001,0.31575999999999999,0.26927000000000001,0.21798000000000001,0.59436,0.57545000000000002,0.26327,0.29208000000000001,0.52607000000000004,0.75561,0.46096999999999999,0.54910000000000003,0.46504000000000001,0.43407000000000001,0.45162999999999998,0.54627000000000003,0.36987999999999999,0.30116999999999999,0.30370999999999998,0.65054999999999996,0.58231999999999995,0.53237000000000001,0.40772999999999998,0.24539,0.42037999999999998,0.52020999999999995,0.60873999999999995,0.39437,0.73745000000000005,0.56942000000000004,0.70477000000000001,0.73126999999999998,0.34699000000000002,0.34906999999999999,0.37970999999999999,0.33611999999999997,0.25629000000000002,0.28308,0.42980000000000002,0.47215000000000001,0.62631000000000003,0.20499999999999999,0.31476999999999999,0.29181000000000001,0.72519999999999996,0.73260999999999998,0.67608999999999997,0.31885999999999998,0.56298999999999999,0.41398000000000001,0.32479000000000002,0.50038000000000005,0.47487000000000001,0.17946999999999999,0.20197000000000001,0.32312999999999997,0.77993999999999997,0.55383000000000004,0.55327999999999999,0.64254999999999995,0.79522000000000004,0.47482000000000002,0.14842,0.75044,0.45294000000000001,0.76803999999999994,0.23113,0.15895999999999999,0.13622999999999999,0.27135999999999999,0.33207999999999999,0.44486999999999999,0.31453999999999999,0.49182999999999999,0.39385999999999999,0.29133999999999999,0.35341,0.91115000000000002,0.92439000000000004,0.65529999999999999,0.26776,0.34492,0.35276000000000002,0.34099000000000002,0.49127999999999999,0.25119000000000002,0.51282000000000005,0.35926999999999998,0.76046000000000002,0.77844000000000002,0.82577,0.52563000000000004,0.15997,0.21954000000000001,0.1439,0.20505999999999999,0.87956999999999996,0.96314,0.99702999999999997,8.1513005355356369E-3,0.99678999999999995,0.99133000000000004,0.98646,0.84607715473257206,2.3472E-2,8.4036E-2,0.1226,0.19647000000000001,0.35970999999999997,0.55766000000000004,0.73682000000000003,0.87109999999999999,1,0,0.34844000000000003,8.3200000000000003E-5,1.9599999999999999E-4,2.2236853837966919E-3,2.0755913574248552E-3,1.225700369104743E-3,2.1486431360244751E-3,1.1504751164466143E-3,2.3964664433151484E-3,1.0300669819116592E-3,1.9226601580157876E-3,1.1883362894877791E-3,1.4477090444415808E-3,1.9943281076848507E-3,2.2617194335907698E-3,1.309463637880981E-3,2.4201723281294107E-3,1.2508700601756573E-3,1.9207177683711052E-3,1.2405039742588997E-3,1.3063929509371519E-3,1.3734771637246013E-3,2.2154424805194139E-3,1.3056342722848058E-3,2.0861816592514515E-3,1.7625188920646906E-3,1.2536441208794713E-3,1.3493779115378857E-3,1.7028513830155134E-3,null,null,null,null,null,4.5189999999999996E-3,9.1260000000000004E-3,2E-3,1.2607E-2,0,0,0,0,0,3.95E-2,5.4199999999999998E-2,1.9487999999999998E-2,0]
[466,0.29310999999999998,0.21235000000000001,0.1487,9.9074999999999996E-2,0.29970999999999998,0.19724,0.30589,0.32075999999999999,0.25842999999999999,0.12314,8.2317000000000001E-2,3.3328999999999998E-2,8.9498999999999995E-2,0.21864,0.18817,0.18822,9.9321999999999994E-2,0.23354,0.15905,0.2898,0.19585,0.17055000000000001,0.14792,0.29442000000000002,0.20413999999999999,0.29929,0.21021000000000001,0.18090000000000001,0.12169000000000001,3.8068999999999999E-2,5.926E-2,7.3970999999999995E-2,0.12598999999999999,2.2710999999999999E-2,3.2161000000000002E-2,1.9455E-2,5.2344000000000002E-2,4.1246999999999999E-2,4.2743999999999997E-2,6.3689999999999997E-2,7.8641000000000003E-2,5.2588000000000003E-2,0.11758,0.10413,9.6557000000000004E-2,0.14818999999999999,0.12304,2.5426000000000001E-2,4.7E-2,7.2997999999999993E-2,0.10453999999999999,2.9675E-2,1.1979999999999999E-2,0,4.5787000000000001E-2,6.7852999999999997E-2,6.0213000000000003E-2,0.12740000000000001,0.14313999999999999,0.1933,0.17063999999999999,0.13247,0.22708999999999999,0.12439,0.34573999999999999,0.40856999999999999,2.8930999999999998E-2,0.19735,0.34591,0.18742,0.28905999999999998,1.7596000000000001E-2,7.6426000000000003E-3,2.0844000000000001E-2,1.0345E-2,0.17349999999999999,0.1447,0.26600000000000001,0.20099,0.26767000000000002,0.15529000000000001,0.15382000000000001,0.17027,0.15373000000000001,0.14108000000000001,0.16133,0.12848000000000001,0.14829000000000001,0.39723999999999998,0.22816,7.0707000000000006E-2,8.9599999999999999E-2,7.4084999999999998E-2,7.0563000000000001E-2,0.13600000000000001,0.10612000000000001,0.15670000000000001,0.152,9.7423999999999997E-2,0.29697000000000001,0.13814000000000001,0.25361,0.18165000000000001,0.31841000000000003,6.0606E-2,7.2165000000000007E-2,3.8384000000000001E-2,0.11753,2.0220999999999999E-2,3.7844000000000003E-2,5.2865000000000002E-2,0.23407,0.12091,0.13563,0.18740000000000001,0.59252000000000005,0.22927,0.34609000000000001,0.34691,0.28747,0.67196999999999996,0.43406,0.64459999999999995,0.61343000000000003,0.39355000000000001,0.41804999999999998,0.10029,0.21199000000000001,0.39704,0.29460999999999998,0.18074000000000001,0.14838000000000001,0.22769,0.27234000000000003,0.11835,0.17695,7.4882000000000004E-2,0.21429000000000001,0.17938000000000001,5.0505000000000001E-2,8.9582999999999996E-2,6.2383000000000001E-2,9.3456999999999998E-2,0.50163999999999997,0.14852000000000001,0.13983999999999999,0.19338,0.16275999999999999,0.17946999999999999,0.1507,0.15614,0.16486999999999999,0.18557999999999999,0.13406000000000001,0.30145,0.37883,0.35798000000000002,0.33228999999999997,0.34606999999999999,0.30951000000000001,0.32374999999999998,0.37923000000000001,0.29283999999999999,0.27621000000000001,0.75355000000000005,0.31351000000000001,7.8007000000000007E-2,0.90180000000000005,0.24334,0.30199999999999999,0.32230999999999999,0.26891999999999999,0.17018,0.13542000000000001,0.25178,0.23200000000000001,6.8558999999999995E-2,0.20555999999999999,0.24745,0.12534000000000001,0.20555999999999999,0.42135,0.64319000000000004,0.45188,0.20152,0.53964999999999996,0.42233999999999999,0.26090999999999998,0.33778000000000002,0.30528,0.47566000000000003,0.58184999999999998,0.64115999999999995,0.43917,0.43358999999999998,0.20222000000000001,0.21457999999999999,0.24959999999999999,0.50661,0.22983999999999999,0.27345999999999998,0.27084000000000003,0.24879000000000001,0.19842000000000001,0.15307999999999999,0.39233000000000001,0.37524000000000002,0.21257000000000001,0.2457,0.35659999999999997,0.51993,0.33022000000000001,0.41519,0.33312999999999998,0.31157000000000001,0.32378000000000001,0.39232,0.28434999999999999,0.22681000000000001,0.2344,0.53091999999999995,0.44801999999999997,0.42366999999999999,0.26824999999999999,0.16331999999999999,0.33709,0.40359,0.48480000000000001,0.31441000000000002,0.46034999999999998,0.41199999999999998,0.48753000000000002,0.57030999999999998,0.27844000000000002,0.28281000000000001,0.30803000000000003,0.27252999999999999,0.21609,0.24271000000000001,0.35198000000000002,0.33839000000000002,0.50212999999999997,0.17555000000000001,0.2606,0.20663000000000001,0.56671000000000005,0.58992,0.49631999999999998,0.25608999999999998,0.42144999999999999,0.30819000000000002,0.23616000000000001,0.36514999999999997,0.36270999999999998,0.18890000000000001,0.14596000000000001,0.25369000000000003,0.62026000000000003,0.42819000000000002,0.42846000000000001,0.50512000000000001,0.62899000000000005,0.37645000000000001,9.8302E-2,0.56674999999999998,0.34386,0.62294000000000005,0.15686,0.10527,9.2995999999999995E-2,0.18772,0.24056,0.36170999999999998,0.24812999999999999,0.34250999999999998,0.30556,0.21071000000000001,0.25197999999999998,0.98170999999999997,0.69662000000000002,0.50580999999999998,0.21421999999999999,0.29446,0.26696999999999999,0.26662999999999998,0.55608999999999997,0.20516000000000001,0.36203999999999997,0.25480000000000003,0.55876000000000003,0.56169999999999998,0.60780000000000001,0.37098999999999999,0.14913000000000001,0.20349999999999999,0.16635,0.22353999999999999,0.88326000000000005,0.96052999999999999,0.98889000000000005,8.0329719601182105E-3,0.98073999999999995,0.97243000000000002,0.96519999999999995,0.8534118267811257,2.6293E-2,9.1035000000000005E-2,0.13150000000000001,0.20813000000000001,0.37504999999999999,0.57454000000000005,0.75212000000000001,0.88266999999999995,1,0,0.34514,0,0,3.1321167480200529E-3,2.9431595467031002E-3,1.3608158333227038E-3,3.049137769266963E-3,1.1152824154123664E-3,3.3215815201401711E-3,7.9669844126328826E-4,2.3030596785247326E-3,7.7563209924846888E-4,1.2397348182275891E-3,2.2909597028046846E-3,3.2063496764749289E-3,7.8308454249054193E-4,3.3365832641720772E-3,1.0957866907119751E-3,2.2872376721352339E-3,7.8520202077925205E-4,9.9362654145807028E-4,1.2558129383251071E-3,2.8912702109664679E-3,8.9816760737448931E-4,2.6426319964230061E-3,1.8751764437183738E-3,7.4836041312664747E-4,1.1940588010475039E-3,1.8457991536706686E-3,null,null,null,null,null,4.463E-3,7.28E-3,1.8E-3,1.2052E-2,0,0,0,0,0,3.1699999999999999E-2,5.7299999999999997E-2,4.6920000000000003E-2,0]
[472,0.29905999999999999,0.21647,0.15146000000000001,0.10092,0.30558999999999997,0.20066999999999999,0.31213999999999997,0.33672000000000002,0.27204,0.10707,7.1279999999999996E-2,2.9534999999999999E-2,0.11119,0.2424,0.19225999999999999,0.17433000000000001,0.10148,0.24751000000000001,0.16897999999999999,0.29621999999999998,0.20136999999999999,0.17355999999999999,0.15040999999999999,0.30086000000000002,0.20885000000000001,0.30502000000000001,0.2142,0.18640000000000001,0.1255,3.4939999999999999E-2,5.4220999999999998E-2,0.11458,0.11076999999999999,1.9327E-2,2.7861E-2,1.5848000000000001E-2,4.4618999999999999E-2,3.4403999999999997E-2,3.5808E-2,5.4375E-2,6.6308000000000006E-2,4.4477000000000003E-2,9.9659999999999999E-2,8.6937E-2,8.1503999999999993E-2,0.12463,0.10322000000000001,2.0954E-2,4.1106999999999998E-2,6.1771E-2,8.8631000000000001E-2,2.5153999999999999E-2,1.0154E-2,0,3.8809000000000003E-2,4.6919000000000002E-2,3.5105999999999998E-2,8.9455999999999994E-2,8.6737999999999996E-2,0.16693,0.15962999999999999,0.13247,0.22900999999999999,0.12927,0.3362,0.38,0.13875000000000001,0.19564999999999999,0.3332,0.18964,0.27548,1.7211000000000001E-2,8.5381999999999993E-3,2.0275000000000001E-2,9.3358E-3,0.18693000000000001,0.15690000000000001,0.29799999999999999,0.21664,0.28656999999999999,0.16772000000000001,0.16522999999999999,0.18299000000000001,0.16200999999999999,0.15240999999999999,0.17358000000000001,0.14051,0.15797,0.42246,0.25989000000000001,6.6667000000000004E-2,7.3967000000000005E-2,6.1537000000000001E-2,5.8611000000000003E-2,0.108,7.7550999999999995E-2,0.11133999999999999,0.108,7.7013999999999999E-2,0.21212,0.10514999999999999,0.17938000000000001,0.17962,0.32805000000000001,6.0606E-2,7.6288999999999996E-2,3.0303E-2,8.4536E-2,1.5155999999999999E-2,2.7108E-2,3.6035999999999999E-2,0.11215,5.8229999999999997E-2,6.3347000000000001E-2,8.7479000000000001E-2,0.37297999999999998,0.11454,0.21836,0.2203,0.18159,0.56786000000000003,0.33661999999999997,0.48964999999999997,0.42810999999999999,0.28499999999999998,0.34697,0.106,0.20916999999999999,0.52402000000000004,0.45623000000000002,0.28333000000000003,0.23265,0.35686000000000001,0.42680000000000001,0.14718000000000001,0.27415,9.4620999999999997E-2,0.16531000000000001,0.15876000000000001,5.4545000000000003E-2,6.4583000000000002E-2,5.0418999999999999E-2,5.1396999999999998E-2,0.29597000000000001,0.10986,8.8106000000000004E-2,0.12216,0.10235,0.11302,9.5505000000000007E-2,9.8373000000000002E-2,0.10407,0.11684,8.4748000000000004E-2,0.21182999999999999,0.23841999999999999,0.22506999999999999,0.20906,0.21783,0.19450000000000001,0.20391999999999999,0.23885999999999999,0.18459,0.17391999999999999,0.39405000000000001,0.16549,8.3770999999999998E-2,0.93601000000000001,0.26534999999999997,0.21,0.22892000000000001,0.22042999999999999,0.13519,0.10024,0.22503999999999999,0.20782999999999999,5.0296E-2,0.12490999999999999,0.19058,8.7531999999999999E-2,0.12490999999999999,0.30758999999999997,0.47187000000000001,0.35396,0.15342,0.42964999999999998,0.34144999999999998,0.15762999999999999,0.20510999999999999,0.18106,0.36010999999999999,0.45262999999999998,0.49124000000000001,0.31189,0.32122000000000001,0.13413,0.16535,0.19497999999999999,0.39027000000000001,0.17809,0.21646000000000001,0.21634999999999999,0.19969999999999999,0.14962,0.10581,0.26005,0.24768000000000001,0.17502000000000001,0.19989000000000001,0.24531,0.31041000000000002,0.23694000000000001,0.30757000000000001,0.23838999999999999,0.22287999999999999,0.23089000000000001,0.28563,0.22008,0.16911000000000001,0.18410000000000001,0.41023999999999999,0.31769999999999998,0.33961000000000002,0.17748,0.11783,0.25079000000000001,0.28878999999999999,0.3614,0.24962000000000001,0.29705999999999999,0.25939000000000001,0.32913999999999999,0.40734999999999999,0.22367999999999999,0.2301,0.24948999999999999,0.22067000000000001,0.18425,0.20945,0.28613,0.23327000000000001,0.40281,0.15434,0.21471000000000001,0.14502999999999999,0.44324000000000002,0.43601000000000001,0.33356000000000002,0.20200000000000001,0.32449,0.20981,0.17177999999999999,0.26407999999999998,0.28100000000000003,0.20458999999999999,0.10767,0.18765999999999999,0.46077000000000001,0.30582999999999999,0.30701000000000001,0.36907000000000001,0.46326000000000001,0.29787000000000002,6.4026E-2,0.41926999999999998,0.26246000000000003,0.50336000000000003,0.10675999999999999,7.2066000000000005E-2,6.7220000000000002E-2,0.13005,0.15348000000000001,0.27271000000000001,0.19761999999999999,0.20080999999999999,0.23666000000000001,0.15847,0.19081999999999999,0.83118999999999998,0.52693999999999996,0.39606999999999998,0.17618,0.25137999999999999,0.21376999999999999,0.22025,0.43358999999999998,0.21251,0.25180999999999998,0.17596000000000001,0.40936,0.41071000000000002,0.44479000000000002,0.25579000000000002,0.14198,0.19208,0.20005000000000001,0.25472,0.89348000000000005,0.96387999999999996,0.98590999999999995,7.9640904317105788E-3,0.96828999999999998,0.95652999999999999,0.94642999999999999,0.86466890522355655,3.0019000000000001E-2,9.9921999999999997E-2,0.14266000000000001,0.22253000000000001,0.39356000000000002,0.59452000000000005,0.76987000000000005,0.89573000000000003,1,0,0.32466,0,0,3.7731071934103966E-3,3.6044188309460878E-3,1.7501435941085219E-3,3.6861638072878122E-3,1.3413109118118882E-3,3.8467391859740019E-3,8.2819926319643855E-4,2.498832531273365E-3,5.6861201301217079E-4,1.0961844818666577E-3,2.3980112746357918E-3,3.7937348242849112E-3,4.3605949031189084E-4,3.8340662140399218E-3,1.1051726760342717E-3,2.4194912984967232E-3,5.2358501125127077E-4,8.138552657328546E-4,1.2968175578862429E-3,3.2465748954564333E-3,6.565964431501925E-4,2.9550662729889154E-3,1.8926543416455388E-3,4.1746784700080752E-4,1.1691700201481581E-3,1.9430796382948756E-3,null,null,null,null,null,4.1570000000000001E-3,5.509E-3,1.4E-3,8.8409999999999999E-3,0,0,0,0,0,2.75E-2,5.7000000000000002E-2,5.1607E-2,0]
[478,0.30221999999999999,0.21834999999999999,0.15278,0.10192,0.30824000000000001,0.20196,0.31541000000000002,0.34815000000000002,0.28233999999999998,0.10398,7.2927000000000006E-2,3.7502000000000001E-2,0.13714999999999999,0.25946000000000002,0.1963,0.16047,0.10218000000000001,0.26221,0.17696000000000001,0.29821999999999999,0.20316000000000001,0.17469000000000001,0.15198999999999999,0.30253000000000002,0.21018000000000001,0.30768000000000001,0.21639,0.19031000000000001,0.12792999999999999,3.8081999999999998E-2,5.4472E-2,0.18795999999999999,0.10249999999999999,2.4915E-2,3.107E-2,1.7132000000000001E-2,4.6355E-2,3.3392999999999999E-2,3.3361000000000002E-2,5.4685999999999998E-2,6.0484999999999997E-2,4.0444000000000001E-2,9.1242000000000004E-2,7.8546000000000005E-2,7.0372000000000004E-2,0.11115,8.7353E-2,2.5713E-2,4.1503999999999999E-2,5.8028999999999997E-2,8.0110000000000001E-2,2.5989000000000002E-2,1.3297E-2,4.6979999999999999E-3,3.7562999999999999E-2,1.6066E-2,1.4291E-2,4.7773999999999997E-2,4.8505E-2,9.1760999999999995E-2,8.6932999999999996E-2,0.10909000000000001,0.19520999999999999,0.10732,0.33393,0.37142999999999998,0.1303,0.16253999999999999,0.32039000000000001,0.15622,0.27322000000000002,1.6362000000000002E-2,8.1194000000000006E-3,1.8796E-2,7.0515999999999999E-3,0.20071,0.16725000000000001,0.316,0.23552999999999999,0.30590000000000001,0.18035999999999999,0.17821999999999999,0.19595000000000001,0.17297999999999999,0.16385,0.18582000000000001,0.15285000000000001,0.17111000000000001,0.44611000000000001,0.23304,6.6667000000000004E-2,6.5209000000000003E-2,5.7367000000000001E-2,5.4639E-2,7.8E-2,5.9184E-2,8.6597999999999994E-2,8.4000000000000005E-2,7.3713000000000001E-2,0.16364000000000001,8.0412999999999998E-2,0.14227000000000001,0.18062,0.34355000000000002,7.8787999999999997E-2,0.1134,3.0303E-2,7.2165000000000007E-2,1.4052E-2,2.3543000000000001E-2,2.6949000000000001E-2,6.2133000000000001E-2,3.2946999999999997E-2,3.2018999999999999E-2,4.4309000000000001E-2,0.23152,5.5197999999999997E-2,0.10493,0.10423,8.6463999999999999E-2,0.38452999999999998,0.22803999999999999,0.32314999999999999,0.20841000000000001,0.14235,0.18368999999999999,8.1002000000000005E-2,0.15415000000000001,0.39811000000000002,0.41060000000000002,0.25879000000000002,0.21267,0.32569999999999999,0.38934999999999997,0.13764000000000001,0.24722,0.14574000000000001,0.15306,0.19588,7.8787999999999997E-2,5.2082999999999997E-2,5.4583E-2,3.4825000000000002E-2,0.19814999999999999,0.10732,5.3689000000000001E-2,7.4015999999999998E-2,6.2285E-2,6.8398E-2,5.7797000000000001E-2,5.9261000000000001E-2,6.2988000000000002E-2,7.0627999999999996E-2,5.1561999999999997E-2,0.18862000000000001,0.14338000000000001,0.13539000000000001,0.12551999999999999,0.13161999999999999,0.1171,0.12327,0.14415,0.11173,0.10545,0.19026999999999999,8.4870000000000001E-2,6.8988999999999995E-2,0.68423,0.27051999999999998,0.156,0.18245,0.18523999999999999,0.11063000000000001,8.3401000000000003E-2,0.2016,0.20449999999999999,4.4717E-2,8.6009000000000002E-2,0.15978000000000001,7.4901999999999996E-2,8.6009000000000002E-2,0.24804999999999999,0.34819,0.28849000000000002,0.13120000000000001,0.35138999999999998,0.29793999999999998,0.10859000000000001,0.14108999999999999,0.12275,0.28304000000000001,0.34972999999999999,0.38551999999999997,0.22226000000000001,0.24953,0.10077999999999999,0.14061999999999999,0.16191,0.32285999999999998,0.14907000000000001,0.17887,0.17956,0.16606000000000001,0.12692999999999999,9.0497999999999995E-2,0.17404,0.16164999999999999,0.15243999999999999,0.17374999999999999,0.1676,0.21823999999999999,0.17893999999999999,0.23694999999999999,0.17954999999999999,0.16868,0.17415,0.22195999999999999,0.17877999999999999,0.14838000000000001,0.15318000000000001,0.33528000000000002,0.24904000000000001,0.28309000000000001,0.13095000000000001,9.3826999999999994E-2,0.19181000000000001,0.22425,0.28861999999999999,0.20474000000000001,0.20164000000000001,0.17938000000000001,0.22645999999999999,0.30479000000000001,0.18554999999999999,0.19162999999999999,0.20721000000000001,0.1852,0.18521000000000001,0.20657,0.23721,0.17338000000000001,0.33345999999999998,0.16137000000000001,0.20702000000000001,0.12690000000000001,0.35178999999999999,0.31674999999999998,0.22253000000000001,0.16574,0.25596000000000002,0.16858000000000001,0.13242000000000001,0.19853999999999999,0.22678999999999999,0.21748999999999999,9.2730999999999994E-2,0.15619,0.36556,0.24027000000000001,0.24221999999999999,0.29075000000000001,0.36503000000000002,0.24426,4.9474999999999998E-2,0.32321,0.21059,0.41804000000000002,8.4719000000000003E-2,6.0310999999999997E-2,6.0172000000000003E-2,0.10372000000000001,0.11186,0.20527000000000001,0.16521,0.13383,0.19524,0.13319,0.15434,0.62034,0.42433999999999999,0.30806,0.15285000000000001,0.21931,0.17535000000000001,0.17976,0.24920999999999999,0.26290999999999998,0.18823999999999999,0.13586999999999999,0.30819000000000002,0.30740000000000001,0.33406000000000002,0.18239,0.14138999999999999,0.18937999999999999,0.24313000000000001,0.29337000000000002,0.91527999999999998,0.98018000000000005,0.99648000000000003,8.0190775483170874E-3,0.96948999999999996,0.95420000000000005,0.94115000000000004,0.88118217402359988,3.4122E-2,0.10932,0.15431,0.23733000000000001,0.41216000000000003,0.61419000000000001,0.78696999999999995,0.90797000000000005,1,0,0.37092999999999998,0,0,3.6255237646400928E-3,3.6081417929381132E-3,2.3402764927595854E-3,3.5359826870262623E-3,1.8058883724734187E-3,3.3561310265213251E-3,1.1847646674141288E-3,2.1529437508434057E-3,6.0534564545378089E-4,9.4786984845995903E-4,1.9646219443529844E-3,3.4919125027954578E-3,2.9199462733231485E-4,3.2879095524549484E-3,1.2580846669152379E-3,2.01390590518713E-3,4.8867147415876389E-4,7.4645521817728877E-4,1.416456769220531E-3,2.7654056902974844E-3,6.1971211107447743E-4,2.5713574141263962E-3,1.5603669453412294E-3,3.0416011577472091E-4,1.2324709678068757E-3,1.7728982493281364E-3,null,null,null,null,null,3.9849999999999998E-3,5.3930000000000002E-3,1.4E-3,7.1780000000000004E-3,0,0,0,0,0,3.1600000000000003E-2,6.0100000000000001E-2,2.0638E-2,0]
[484,0.30185000000000001,0.21801000000000001,0.15240000000000001,0.10205,0.30746000000000001,0.20135,0.31568000000000002,0.35577999999999999,0.28958,0.20211999999999999,0.17249,0.13521,0.19556999999999999,0.28737000000000001,0.19608999999999999,0.15101000000000001,0.10170999999999999,0.27814,0.1847,0.29842000000000002,0.20361000000000001,0.1749,0.15171999999999999,0.30148000000000003,0.20895,0.30575000000000002,0.21485000000000001,0.19449,0.13062000000000001,0.13421,0.14885000000000001,0.14962,0.19791,0.11562,0.13542999999999999,0.10742,0.14221,0.13011,0.12497,0.14998,0.20069000000000001,0.13256000000000001,0.17671999999999999,0.18648000000000001,0.15375,0.19428999999999999,0.17057,0.13965,0.14373,0.16086,0.18740999999999999,0.10788,0.10351,0.10042,0.11224000000000001,8.005E-3,6.0455999999999999E-3,4.4019999999999997E-2,4.3668999999999999E-2,7.8508999999999995E-2,7.0320999999999995E-2,0.10390000000000001,0.17563000000000001,8.7804999999999994E-2,0.29670000000000002,0.32571,4.3087E-2,0.14477000000000001,0.29609999999999997,0.13730000000000001,0.24401,1.8162000000000001E-2,8.7533999999999997E-3,2.1253000000000001E-2,9.6995999999999992E-3,0.21625,0.17718999999999999,0.33600000000000002,0.25451000000000001,0.32583000000000001,0.19336,0.18990000000000001,0.20971999999999999,0.19087000000000001,0.17591999999999999,0.19819999999999999,0.16424,0.18964,0.46739000000000003,0.19455,7.8787999999999997E-2,6.7839999999999998E-2,6.1983999999999997E-2,5.9036999999999999E-2,6.2E-2,5.1020000000000003E-2,7.4227000000000001E-2,7.1999999999999995E-2,8.1907999999999995E-2,0.14343,7.2165000000000007E-2,0.12576999999999999,0.18472,0.36093999999999998,0.13131000000000001,0.2,3.8384000000000001E-2,7.2165000000000007E-2,1.7375000000000002E-2,2.7479E-2,2.5715999999999999E-2,4.3881000000000003E-2,2.3458E-2,1.6489E-2,2.5059000000000001E-2,0.15395,3.0914000000000001E-2,5.5162999999999997E-2,5.1135E-2,4.3880000000000002E-2,0.25819999999999999,0.15225,0.20721000000000001,9.9241999999999997E-2,7.0558999999999997E-2,8.5157999999999998E-2,5.747E-2,0.10289,0.19830999999999999,0.2268,0.14496000000000001,0.11959,0.18176,0.21676999999999999,0.12089999999999999,0.13786000000000001,0.2341,0.17755000000000001,0.30721999999999999,0.13938999999999999,6.0416999999999998E-2,7.3746999999999993E-2,3.2979000000000001E-2,0.15259,0.14438000000000001,3.4359000000000001E-2,4.6760999999999997E-2,3.9689000000000002E-2,4.3346999999999997E-2,3.7010000000000001E-2,3.7016E-2,3.9183000000000003E-2,4.4082000000000003E-2,3.3409000000000001E-2,0.23401,8.8021000000000002E-2,8.2615999999999995E-2,7.6537999999999995E-2,8.14E-2,7.1314000000000002E-2,7.6535000000000006E-2,8.8983000000000007E-2,6.9544999999999996E-2,6.5790000000000001E-2,0.1082,5.5981000000000003E-2,6.1024000000000002E-2,0.43997000000000003,0.28581000000000001,0.124,0.16009000000000001,0.18395,0.10455,8.5072999999999996E-2,0.20741999999999999,0.23078000000000001,4.4773E-2,7.3633000000000004E-2,0.15201000000000001,7.8127000000000002E-2,7.3633000000000004E-2,0.23694999999999999,0.27446999999999999,0.26343,0.13486999999999999,0.30099999999999999,0.29672999999999999,9.0560000000000002E-2,0.11514000000000001,0.10050000000000001,0.26146000000000003,0.30218,0.31587999999999999,0.18682000000000001,0.21575,9.0185000000000001E-2,0.13619000000000001,0.15236,0.27818999999999999,0.14230999999999999,0.16364000000000001,0.16485,0.15273,0.12814999999999999,9.6123E-2,0.13883000000000001,0.12533,0.14252000000000001,0.16216,0.13585,0.17000999999999999,0.16166,0.20399,0.16225999999999999,0.15506,0.15931999999999999,0.19832,0.17663999999999999,0.15695000000000001,0.14371,0.29088999999999998,0.21790999999999999,0.24251,0.10983,9.2419000000000001E-2,0.17151,0.19413,0.25387999999999999,0.18415000000000001,0.15015000000000001,0.14433000000000001,0.17366999999999999,0.25629999999999997,0.17751,0.17952000000000001,0.19278999999999999,0.17566000000000001,0.21103,0.22716,0.20907999999999999,0.15989999999999999,0.29498000000000002,0.19145000000000001,0.22594,0.13743,0.31291000000000002,0.23422999999999999,0.17149,0.15692999999999999,0.22184999999999999,0.16284000000000001,0.12296,0.16885,0.19692999999999999,0.23369000000000001,9.9628999999999995E-2,0.14751,0.316,0.21456,0.21819,0.25435000000000002,0.31307000000000001,0.22903999999999999,4.7534E-2,0.26807999999999998,0.18901999999999999,0.36697000000000002,8.0763000000000001E-2,6.0310999999999997E-2,6.5129000000000006E-2,9.8646999999999999E-2,9.7463999999999995E-2,0.17602999999999999,0.15282000000000001,0.10199999999999999,0.17599999999999999,0.12551999999999999,0.14763999999999999,0.46827999999999997,0.34184999999999999,0.26744000000000001,0.14233999999999999,0.20150000000000001,0.16378000000000001,0.16786000000000001,0.14946000000000001,0.30123,0.16248000000000001,0.12424,0.24801000000000001,0.23996000000000001,0.25751000000000002,0.13811999999999999,0.14960000000000001,0.19847000000000001,0.28809000000000001,0.33744000000000002,0.91037000000000001,0.96775,0.97824,7.839497527165229E-3,0.94399999999999995,0.92630999999999997,0.91134999999999999,0.8842208848748736,3.8619000000000001E-2,0.11922000000000001,0.16644999999999999,0.2525,0.43081000000000003,0.63351000000000002,0.80342000000000002,0.91937999999999998,1,0,0.43479000000000001,0,0,3.3043492585420609E-3,3.4930359106510878E-3,3.2473371829837561E-3,3.2241959124803543E-3,2.6109900791198015E-3,2.5262560229748487E-3,1.8430663039907813E-3,1.6953347949311137E-3,8.4635033272206783E-4,8.7338831508532166E-4,1.3631749898195267E-3,2.9242257587611675E-3,2.9309734236449003E-4,2.3719333112239838E-3,1.6331340884789824E-3,1.5116009162738919E-3,6.4628658583387733E-4,8.2948605995625257E-4,1.7242127796635032E-3,1.9940910860896111E-3,7.4420979944989085E-4,2.0083817653357983E-3,1.1714770225808024E-3,3.1966756796464324E-4,1.4526653103530407E-3,1.6362651949748397E-3,null,null,null,null,null,3.7599999999999999E-3,4.6600000000000001E-3,2.5999999999999999E-3,6.2139999999999999E-3,0,0,0,0,0,4.5199999999999997E-2,7.4999999999999997E-2,8.5319999999999997E-3,0]
[489,0.30085000000000001,0.21784000000000001,0.15303,0.10337,0.30618000000000001,0.20116999999999999,0.31358999999999998,0.35947000000000001,0.29381000000000002,0.22678999999999999,0.20354,0.17029,0.23161000000000001,0.29498000000000002,0.19275,0.14480000000000001,0.10215,0.28816000000000003,0.19006000000000001,0.29826999999999998,0.20480000000000001,0.17655999999999999,0.15248,0.30225999999999997,0.20874000000000001,0.30356,0.21256,0.19925999999999999,0.13336000000000001,0.13905000000000001,0.15479000000000001,0.10002999999999999,0.19647000000000001,0.16877,0.14213999999999999,0.15129999999999999,0.19941999999999999,0.17666000000000001,0.17025000000000001,0.20658000000000001,0.23435,0.17752999999999999,0.22659000000000001,0.18815999999999999,0.19256000000000001,0.24163000000000001,0.20716999999999999,0.14621999999999999,0.15942999999999999,0.17435,0.189,0.15740999999999999,0.15851000000000001,0.15905,0.15701000000000001,1.2527999999999999E-2,1.1279000000000001E-2,5.8528999999999998E-2,6.0401000000000003E-2,9.3676999999999996E-2,8.6294999999999997E-2,0.10390000000000001,0.18668999999999999,9.5121999999999998E-2,0.31526999999999999,0.34856999999999999,3.3534000000000001E-2,0.15295,0.30582999999999999,0.14580000000000001,0.25616,2.5788999999999999E-2,1.7011999999999999E-2,2.7553000000000001E-2,1.1455999999999999E-2,0.22756000000000001,0.187,0.35599999999999998,0.26872000000000001,0.34378999999999998,0.20462,0.20079,0.22145000000000001,0.20507,0.18679999999999999,0.20945,0.17627000000000001,0.20433999999999999,0.48276000000000002,0.16928000000000001,8.8888999999999996E-2,7.8325000000000006E-2,7.0715E-2,6.7352999999999996E-2,0.06,5.1020000000000003E-2,8.0411999999999997E-2,7.8E-2,9.6493999999999996E-2,0.14949000000000001,8.8660000000000003E-2,0.12371,0.18951999999999999,0.37092000000000003,0.20605999999999999,0.32371,5.6565999999999998E-2,9.6906999999999993E-2,2.5398E-2,3.9107000000000003E-2,3.1724000000000002E-2,4.3282000000000001E-2,2.4382000000000001E-2,1.1259E-2,1.9196000000000001E-2,0.12465,2.2903E-2,3.9148000000000002E-2,3.1676999999999997E-2,2.9229000000000002E-2,0.19450000000000001,0.11821,0.15190999999999999,5.9468E-2,4.6738000000000002E-2,4.9988999999999999E-2,4.9643E-2,7.9430000000000001E-2,0.10672,0.12273000000000001,7.9660999999999996E-2,6.6558000000000006E-2,9.8676E-2,0.11676,0.12479999999999999,7.6947000000000002E-2,0.31542999999999999,0.23265,0.47010000000000002,0.22423999999999999,8.7499999999999994E-2,0.10650999999999999,4.1339000000000001E-2,0.16019,0.20097999999999999,2.8212000000000001E-2,3.6692000000000002E-2,3.193E-2,3.4673000000000002E-2,2.9995999999999998E-2,2.8483999999999999E-2,3.0221999999999999E-2,3.4307999999999998E-2,2.7625E-2,0.31311,6.5248E-2,6.0637000000000003E-2,5.5924000000000001E-2,6.1494E-2,5.1826999999999998E-2,5.8137000000000001E-2,6.6929000000000002E-2,5.3204000000000001E-2,5.0596000000000002E-2,8.0452999999999997E-2,5.0351E-2,7.0838999999999999E-2,0.32746999999999998,0.29613,0.12,0.16879,0.21263000000000001,0.11524,0.10338,0.23153000000000001,0.26323999999999997,5.2267000000000001E-2,8.0291000000000001E-2,0.16244,9.5935999999999994E-2,8.0291000000000001E-2,0.25441000000000003,0.25680999999999998,0.27345999999999998,0.15440000000000001,0.28592000000000001,0.31334000000000001,8.8453000000000004E-2,0.10938000000000001,9.6988000000000005E-2,0.27750000000000002,0.30635000000000001,0.28994999999999999,0.19194,0.22017999999999999,9.0838000000000002E-2,0.14854999999999999,0.16117999999999999,0.26890999999999998,0.15290999999999999,0.16708000000000001,0.16785,0.15636,0.14748,0.11839,0.13905000000000001,0.12285,0.14524000000000001,0.15856999999999999,0.13911000000000001,0.15384999999999999,0.17351,0.19817000000000001,0.17394000000000001,0.16850999999999999,0.17249,0.19769999999999999,0.19336,0.17982000000000001,0.14896000000000001,0.26662000000000002,0.20759,0.23285,0.11891,0.10305,0.17071,0.18336,0.24077999999999999,0.18518000000000001,0.13963,0.13386000000000001,0.16131999999999999,0.23841999999999999,0.18848000000000001,0.18682000000000001,0.19994000000000001,0.18490000000000001,0.24290999999999999,0.25409999999999999,0.20427999999999999,0.17485000000000001,0.28677000000000002,0.22611999999999999,0.25279000000000001,0.17076,0.31268000000000001,0.18076999999999999,0.15816,0.16888,0.21834999999999999,0.17285,0.13500999999999999,0.16539000000000001,0.1928,0.24911,0.12175999999999999,0.14978,0.29371000000000003,0.20974000000000001,0.21515000000000001,0.24148,0.28904999999999997,0.23898,5.7396999999999997E-2,0.25512000000000001,0.19281000000000001,0.35214000000000001,9.1122999999999996E-2,7.3076000000000002E-2,8.3210999999999993E-2,0.10675,9.6803E-2,0.16758999999999999,0.15806000000000001,0.1026,0.1784,0.13184999999999999,0.15989999999999999,0.37652999999999998,0.31751000000000001,0.25767000000000001,0.14399000000000001,0.19516,0.16531999999999999,0.16691,0.12059,0.31386999999999998,0.16486000000000001,0.13197,0.23046,0.21498999999999999,0.22634000000000001,0.12174,0.16433,0.21604999999999999,0.32726,0.37503999999999998,0.89514000000000005,0.94542000000000004,0.95104,7.5539681033994976E-3,0.91164000000000001,0.89241999999999999,0.87629999999999997,0.88100246472914479,4.2705E-2,0.12789,0.17695,0.26543,0.44636999999999999,0.64932000000000001,0.81657999999999997,0.92823999999999995,1,0,0.52234999999999998,0,0,3.2764554489403963E-3,3.6393376067280769E-3,4.2088855989277363E-3,3.2023042440414429E-3,3.461052430793643E-3,2.07160459831357E-3,2.5720924604684114E-3,1.5277187339961529E-3,1.2033608509227633E-3,9.7631564131006598E-4,1.0054872836917639E-3,2.6785267982631922E-3,3.9036691305227578E-4,1.8233434529975057E-3,2.1088446956127882E-3,1.2985717039555311E-3,9.060260490514338E-4,1.0381037136539817E-3,2.1222017239779234E-3,1.5455407556146383E-3,9.6486893016844988E-4,1.7405444523319602E-3,1.0251298081129789E-3,4.4847498065792024E-4,1.7910731257870793E-3,1.6831449465826154E-3,null,null,null,null,null,3.7680000000000001E-3,4.5719999999999997E-3,3.7000000000000002E-3,6.2100000000000002E-3,0,0,0,0,0,5.8799999999999998E-2,8.6499999999999994E-2,1.3439E-2,0]
[491,0.29937999999999998,0.21687000000000001,0.15253,0.10317,0.30460999999999999,0.20030999999999999,0.31228,0.36035,0.29503000000000001,0.20996000000000001,0.18894,0.15876000000000001,0.23577999999999999,0.29297000000000001,0.19300999999999999,0.14130999999999999,0.10193000000000001,0.29032000000000002,0.19156999999999999,0.29754000000000003,0.20436000000000001,0.17687,0.15260000000000001,0.30191000000000001,0.20834,0.30195,0.21127000000000001,0.20011999999999999,0.13377,0.12503,0.14033000000000001,8.4807999999999995E-2,0.17879,0.16563,0.12703999999999999,0.14637,0.19347,0.1676,0.16217999999999999,0.20027,0.21429999999999999,0.16905000000000001,0.21906,0.16885,0.18307999999999999,0.23313,0.1966,0.13009000000000001,0.14491000000000001,0.15834000000000001,0.16986999999999999,0.15262000000000001,0.15384,0.15447,0.15210000000000001,3.1689000000000002E-2,1.6503E-2,8.9469000000000007E-2,7.8755000000000006E-2,0.1203,9.8144999999999996E-2,0.10649,0.19650999999999999,0.10244,0.32583000000000001,0.36,3.1551999999999997E-2,0.16089999999999999,0.31196000000000002,0.15379000000000001,0.26497999999999999,2.6127000000000001E-2,1.7226999999999999E-2,2.8320999999999999E-2,1.1816999999999999E-2,0.23216000000000001,0.19106999999999999,0.36399999999999999,0.27427000000000001,0.35149999999999998,0.20924000000000001,0.20499000000000001,0.22624,0.20962,0.19128000000000001,0.21390999999999999,0.18132999999999999,0.20918999999999999,0.48847000000000002,0.16414999999999999,9.4949000000000006E-2,8.2874000000000003E-2,7.7828999999999995E-2,7.4129E-2,6.2E-2,5.3060999999999997E-2,8.4536E-2,8.2000000000000003E-2,0.10416,0.15758,9.8969000000000001E-2,0.12989999999999999,0.19141,0.374,0.24242,0.37731999999999999,6.6667000000000004E-2,0.11133999999999999,3.0519999999999999E-2,4.6715E-2,3.6089999999999997E-2,4.6089999999999999E-2,2.6693999999999999E-2,1.0710000000000001E-2,1.8905000000000002E-2,0.12282,2.1909000000000001E-2,3.6143000000000002E-2,2.6980000000000001E-2,2.6086999999999999E-2,0.17998,0.11047,0.13766999999999999,4.9405999999999999E-2,4.1493000000000002E-2,4.1228000000000001E-2,4.9362999999999997E-2,7.6782000000000003E-2,8.4459000000000006E-2,9.7170000000000006E-2,6.3841999999999996E-2,5.3904000000000001E-2,7.8268000000000004E-2,9.1991000000000003E-2,0.13306999999999999,6.2510999999999997E-2,0.33857999999999999,0.26530999999999999,0.54432999999999998,0.26465,0.10417,0.12639,4.6890000000000001E-2,0.17429,0.22352,2.8045E-2,3.5700000000000003E-2,3.1481000000000002E-2,3.4075000000000001E-2,2.9725000000000001E-2,2.7407999999999998E-2,2.9189E-2,3.3183999999999998E-2,2.7626000000000001E-2,0.34556999999999999,6.1171999999999997E-2,5.6520000000000001E-2,5.2073000000000001E-2,5.8381000000000002E-2,4.8091000000000002E-2,5.5267999999999998E-2,6.3372999999999999E-2,5.0820999999999998E-2,4.845E-2,7.5809000000000001E-2,5.1325999999999997E-2,7.9672999999999994E-2,0.29880000000000001,0.29863000000000001,0.122,0.17776,0.22878999999999999,0.12378,0.11611,0.24157000000000001,0.27914,5.7972000000000003E-2,8.7788000000000005E-2,0.17127999999999999,0.10774,8.7788000000000005E-2,0.26745999999999998,0.25629999999999997,0.28267999999999999,0.16693,0.28725000000000001,0.32412000000000002,9.5807000000000003E-2,0.11595,0.10424,0.29055999999999998,0.31487999999999999,0.28676000000000001,0.20086000000000001,0.22767000000000001,9.7992999999999997E-2,0.15826999999999999,0.16925999999999999,0.27250000000000002,0.16189000000000001,0.17297000000000001,0.17357,0.16211999999999999,0.16103999999999999,0.13249,0.14537,0.12733,0.14946999999999999,0.16192000000000001,0.14563999999999999,0.15617,0.18421000000000001,0.20205000000000001,0.18471000000000001,0.17990999999999999,0.18387999999999999,0.20388000000000001,0.20315,0.19378999999999999,0.15529999999999999,0.26573999999999998,0.21224000000000001,0.23430000000000001,0.12529000000000001,0.11394,0.1777,0.18795999999999999,0.24571000000000001,0.19019,0.14285999999999999,0.13930000000000001,0.16289999999999999,0.23874000000000001,0.19608999999999999,0.19305,0.20613000000000001,0.19175,0.25827,0.26791999999999999,0.20671,0.18365999999999999,0.28958,0.24196000000000001,0.26640000000000003,0.19064,0.31757999999999997,0.16741,0.15816,0.17763000000000001,0.22284000000000001,0.18603,0.14462,0.16969000000000001,0.19596,0.25652999999999998,0.13586000000000001,0.15717,0.29565999999999998,0.21715999999999999,0.22347,0.24601000000000001,0.29037000000000002,0.24679999999999999,6.5319000000000002E-2,0.25733,0.19971,0.35398000000000002,0.10026,8.269E-2,9.5517000000000005E-2,0.11508,0.10448,0.17168,0.16442000000000001,0.10818999999999999,0.18429000000000001,0.1394,0.17197000000000001,0.34627999999999998,0.31539,0.26102999999999998,0.14838999999999999,0.19547,0.17061000000000001,0.17235,0.11359,0.31952999999999998,0.17224,0.14063999999999999,0.23022000000000001,0.21085000000000001,0.22006000000000001,0.11940000000000001,0.17233000000000001,0.22567000000000001,0.33990999999999999,0.38912000000000002,0.89575000000000005,0.94345999999999997,0.94701000000000002,7.537615368172431E-3,0.90488000000000002,0.88475000000000004,0.8679,0.88291702409249528,4.4426E-2,0.13145999999999999,0.18124999999999999,0.27067000000000002,0.45258999999999999,0.65556999999999999,0.82171000000000005,0.93162,1,0,0.54525999999999997,0,0,3.3096158877015114E-3,3.7403407040983438E-3,4.5984680764377117E-3,3.2504252158105373E-3,3.8098134100437164E-3,1.9796320702880621E-3,2.8761052526533604E-3,1.5304102562367916E-3,1.3763738097622991E-3,1.0691285133361816E-3,9.1658998280763626E-4,2.641050610691309E-3,4.5678840251639485E-4,1.6916623571887612E-3,2.3245660122483969E-3,1.2816600501537323E-3,1.0464548831805587E-3,1.1633378453552723E-3,2.2899582982063293E-3,1.4359025517478585E-3,1.075339037925005E-3,1.6975855687633157E-3,1.0207720333710313E-3,5.327912513166666E-4,1.9448121311143041E-3,1.7375265015289187E-3,null,null,null,null,null,3.7680000000000001E-3,4.6379999999999998E-3,4.7000000000000002E-3,6.1630000000000001E-3,0,0,0,0,0,6.8099999999999994E-2,9.4200000000000006E-2,1.7263000000000001E-2,0]
[496,0.29274,0.21201,0.14913999999999999,0.10066,0.29779,0.19600999999999999,0.30807000000000001,0.36147000000000001,0.29712,0.12945999999999999,0.11148,9.0325000000000003E-2,0.22755,0.27993000000000001,0.1968,0.13045999999999999,0.1002,0.29186000000000001,0.19406000000000001,0.29376999999999998,0.20063,0.17702000000000001,0.15298999999999999,0.29926000000000003,0.20674000000000001,0.29558000000000001,0.20698,0.19969000000000001,0.13346,7.9735E-2,9.1965000000000005E-2,6.1219000000000003E-2,0.12408,0.10865,7.7593999999999996E-2,9.2748999999999998E-2,0.12264,9.6785999999999997E-2,9.6683000000000005E-2,0.12848000000000001,0.12479,0.10219,0.14835999999999999,0.10616,0.11765,0.16095000000000001,0.12912000000000001,7.8007999999999994E-2,8.7345000000000006E-2,9.6797999999999995E-2,0.10804,9.3984999999999999E-2,9.1517000000000001E-2,8.9730000000000004E-2,9.6574999999999994E-2,0.11701,5.1325000000000003E-2,0.20088,0.14274999999999999,0.22678000000000001,0.15171000000000001,0.12207999999999999,0.22989000000000001,0.12927,0.34314,0.38,3.7589999999999998E-2,0.1875,0.32506000000000002,0.18118999999999999,0.28242,1.9251000000000001E-2,9.5002000000000003E-3,2.4250000000000001E-2,1.1375E-2,0.24451999999999999,0.20202999999999999,0.38600000000000001,0.2883,0.37179000000000001,0.22109999999999999,0.21515000000000001,0.23852999999999999,0.21812000000000001,0.20265,0.22491,0.19367000000000001,0.21859999999999999,0.50107999999999997,0.16592000000000001,0.11515,9.4885999999999998E-2,0.10611,0.10106,7.3999999999999996E-2,6.5306000000000003E-2,9.8969000000000001E-2,9.4E-2,0.12778999999999999,0.18990000000000001,0.13195999999999999,0.16289000000000001,0.19603999999999999,0.37946000000000002,0.33534999999999998,0.50309000000000004,0.10303,0.15876000000000001,4.9519000000000001E-2,7.5245000000000006E-2,5.2747000000000002E-2,6.0322000000000001E-2,3.7082999999999998E-2,1.2838E-2,2.2891999999999999E-2,0.14363999999999999,2.4528999999999999E-2,3.5791000000000003E-2,2.1516E-2,2.3914000000000001E-2,0.17255999999999999,0.10528999999999999,0.12073,3.5208000000000003E-2,3.6526000000000003E-2,2.8287E-2,5.6348000000000002E-2,8.4350999999999995E-2,5.1952999999999999E-2,6.2748999999999999E-2,4.3633999999999999E-2,3.8468000000000002E-2,5.1146999999999998E-2,5.8292999999999998E-2,0.17186999999999999,4.5011000000000002E-2,0.35936000000000001,0.36939,0.72784000000000004,0.37171999999999999,0.16250000000000001,0.19636999999999999,6.6544000000000006E-2,0.23844000000000001,0.26985999999999999,3.381E-2,4.1272000000000003E-2,3.7440000000000001E-2,4.0204999999999998E-2,3.5934000000000001E-2,3.0735999999999999E-2,3.3180000000000001E-2,3.7606000000000001E-2,3.3915000000000001E-2,0.41393999999999997,6.3450000000000006E-2,5.7609E-2,5.3120000000000001E-2,6.2594999999999998E-2,4.8601999999999999E-2,5.9447E-2,6.7438999999999999E-2,5.5312E-2,5.2963999999999997E-2,7.8436000000000006E-2,6.1523000000000001E-2,0.11607000000000001,0.26432,0.30475999999999998,0.13600000000000001,0.21290000000000001,0.28144000000000002,0.15690999999999999,0.16556000000000001,0.26688000000000001,0.32540999999999998,8.1210000000000004E-2,0.11973,0.20558999999999999,0.14912,0.11973,0.31363999999999997,0.26727000000000001,0.31630999999999998,0.20993999999999999,0.30918000000000001,0.3614,0.13467999999999999,0.15458,0.14404,0.33839999999999998,0.35044999999999998,0.29611999999999999,0.24071999999999999,0.25983000000000001,0.13311999999999999,0.19481999999999999,0.20147000000000001,0.29576000000000002,0.19674,0.2,0.20027,0.18817999999999999,0.21027999999999999,0.18101,0.17788000000000001,0.15279999999999999,0.16868,0.18226000000000001,0.17441000000000001,0.18043999999999999,0.22627,0.22908999999999999,0.22736000000000001,0.22423000000000001,0.22833999999999999,0.23807,0.23824999999999999,0.24287,0.18329999999999999,0.28559000000000001,0.24578,0.25024000000000002,0.14688999999999999,0.15817000000000001,0.21346999999999999,0.22173000000000001,0.28341,0.21510000000000001,0.16941999999999999,0.17695,0.18334,0.25822000000000001,0.22227,0.21603,0.22882,0.21590000000000001,0.30321999999999999,0.31008000000000002,0.22353000000000001,0.21586,0.31285000000000002,0.28644999999999998,0.30759999999999998,0.25535999999999998,0.34112999999999999,0.15409,0.16988,0.20768,0.24958,0.24193000000000001,0.18078,0.19538,0.21612999999999999,0.27906999999999998,0.18539,0.19187000000000001,0.32771,0.25907999999999998,0.26811000000000001,0.28155999999999998,0.32097999999999999,0.27472000000000002,9.6199999999999994E-2,0.28038000000000002,0.23089000000000001,0.37858999999999998,0.13732,0.11937,0.14097000000000001,0.15124000000000001,0.14351,0.20058000000000001,0.19189999999999999,0.13627,0.21160000000000001,0.17268,0.22034000000000001,0.28789999999999999,0.32695999999999997,0.28853000000000001,0.17039000000000001,0.20699000000000001,0.19782,0.20202000000000001,0.10372000000000001,0.33854000000000001,0.20744000000000001,0.17721999999999999,0.24592,0.21406,0.21825,0.1235,0.19827,0.25691999999999998,0.36302000000000001,0.42176000000000002,0.91403000000000001,0.95596999999999999,0.95401000000000002,7.5596840580199453E-3,0.90346000000000004,0.88027999999999995,0.86092999999999997,0.89571040031041493,4.8952000000000002E-2,0.14063999999999999,0.19220999999999999,0.28392000000000001,0.46812999999999999,0.67098000000000002,0.83421000000000001,0.93967000000000001,1,0,0.57247000000000003,0,0,3.3935857936739922E-3,3.9518028497695923E-3,5.3962226957082748E-3,3.4116366878151894E-3,4.5764967799186707E-3,1.9515185849741101E-3,3.5784267820417881E-3,1.710091601125896E-3,1.8857568502426147E-3,1.4444729313254356E-3,8.2470569759607315E-4,2.633609576150775E-3,6.9315836299210787E-4,1.5863821608945727E-3,2.8692495543509722E-3,1.4256781432777643E-3,1.488656853325665E-3,1.5613837167620659E-3,2.6670747902244329E-3,1.3303624000400305E-3,1.4066362055018544E-3,1.7073014751076698E-3,1.1774876620620489E-3,8.3073781570419669E-4,2.3015390615910292E-3,1.9288434414193034E-3,null,null,null,null,null,3.6979999999999999E-3,5.2119999999999996E-3,9.7000000000000003E-3,5.7349999999999996E-3,0,0,0,0,0,9.1800000000000007E-2,0.11020000000000001,5.2252E-2,0]
[501,0.28522999999999998,0.20738000000000001,0.14631,9.8943000000000003E-2,0.29032999999999998,0.19209000000000001,0.30343999999999999,0.36270000000000002,0.29944999999999999,7.3551000000000005E-2,5.8237999999999998E-2,4.4388999999999998E-2,0.21965999999999999,0.26472000000000001,0.19547,0.12273000000000001,9.9137000000000003E-2,0.29276000000000002,0.19613,0.28899000000000002,0.19700000000000001,0.18043000000000001,0.15709000000000001,0.29896,0.20741999999999999,0.28794999999999998,0.20233999999999999,0.20122999999999999,0.13532,4.3748000000000002E-2,5.5629999999999999E-2,5.8955E-2,8.0352000000000007E-2,5.0532000000000001E-2,4.0770000000000001E-2,3.8381999999999999E-2,6.5017000000000005E-2,4.2404999999999998E-2,4.9149999999999999E-2,7.0535E-2,7.1742E-2,5.3740999999999997E-2,9.6492999999999995E-2,5.6951000000000002E-2,7.4286000000000005E-2,0.11040999999999999,8.6037000000000002E-2,3.7511000000000003E-2,4.6450999999999999E-2,5.2607000000000001E-2,5.9202999999999999E-2,5.1482E-2,4.6488000000000002E-2,4.3052E-2,5.6191999999999999E-2,0.14005000000000001,0.10467,0.17624999999999999,0.14462,0.25102999999999998,0.20929,0.14285999999999999,0.26443,0.15365999999999999,0.36526999999999998,0.42570999999999998,3.9961999999999998E-2,0.20518,0.34933999999999998,0.20660000000000001,0.30253000000000002,1.4848E-2,7.2145999999999998E-3,1.8284000000000002E-2,8.1250000000000003E-3,0.25653999999999999,0.21572,0.41199999999999998,0.30369000000000002,0.39201000000000003,0.23333000000000001,0.22689000000000001,0.25109999999999999,0.22372,0.21418999999999999,0.23646,0.20474999999999999,0.22519,0.50897000000000003,0.18412999999999999,0.13535,0.11366,0.14346999999999999,0.13664999999999999,9.8000000000000004E-2,8.5715E-2,0.12783,0.114,0.15739,0.23232,0.17732000000000001,0.20412,0.20207,0.37927,0.38384000000000001,0.57732000000000006,0.16768,0.23505000000000001,8.1625000000000003E-2,0.12373000000000001,8.0196000000000003E-2,8.5058999999999996E-2,5.3881999999999999E-2,1.9481999999999999E-2,3.2828000000000003E-2,0.20194000000000001,3.3709999999999997E-2,4.4540000000000003E-2,2.3855999999999999E-2,2.8957E-2,0.19339999999999999,0.12062,0.13050999999999999,3.3885999999999999E-2,4.1395000000000001E-2,2.5309000000000002E-2,7.6130000000000003E-2,9.7234000000000001E-2,3.5657000000000001E-2,4.7826E-2,3.6818999999999998E-2,3.4651000000000001E-2,3.9995999999999997E-2,4.3017E-2,0.23502000000000001,4.0916000000000001E-2,0.31502999999999998,0.48163,0.83711000000000002,0.45251999999999998,0.25,0.29498999999999997,9.7480999999999998E-2,0.34986,0.28855999999999998,5.1318000000000003E-2,6.0359000000000003E-2,5.6124E-2,5.9773E-2,5.4066999999999997E-2,4.4089000000000003E-2,4.7974000000000003E-2,5.4639E-2,5.1520999999999997E-2,0.4405,8.5130999999999998E-2,7.6242000000000004E-2,6.9915000000000005E-2,8.5662000000000002E-2,6.3694000000000001E-2,8.1979999999999997E-2,9.1592000000000007E-2,7.6609999999999998E-2,7.3606000000000005E-2,9.9158999999999997E-2,8.4183999999999995E-2,0.17810000000000001,0.28860000000000002,0.32303999999999999,0.17199999999999999,0.26734000000000002,0.35637000000000002,0.20813000000000001,0.24313000000000001,0.29969000000000001,0.37378,0.12379,0.17194000000000001,0.25624000000000002,0.20523,0.17194000000000001,0.37113000000000002,0.29150999999999999,0.36031999999999997,0.26522000000000001,0.35682000000000003,0.39828999999999998,0.18198,0.20252999999999999,0.19312000000000001,0.40298,0.40362999999999999,0.32929000000000003,0.30615999999999999,0.31324000000000002,0.17579,0.24732999999999999,0.25020999999999999,0.32830999999999999,0.24779000000000001,0.24446999999999999,0.24387,0.23,0.27772000000000002,0.24662999999999999,0.23679,0.20039999999999999,0.20127,0.20777999999999999,0.22883999999999999,0.20985000000000001,0.28985,0.28079999999999999,0.29127999999999998,0.29022999999999999,0.29455999999999999,0.29991000000000001,0.29389999999999999,0.31058999999999998,0.22797000000000001,0.31391999999999998,0.28688000000000002,0.28405999999999998,0.19646,0.21403,0.25312000000000001,0.26224999999999998,0.32998,0.25800000000000001,0.21543000000000001,0.2235,0.22835,0.28192,0.25595000000000001,0.24648,0.25985999999999998,0.24789,0.34761999999999998,0.35199000000000003,0.25574999999999998,0.27939999999999998,0.36022999999999999,0.33045999999999998,0.34894999999999998,0.33548,0.37835000000000002,0.1487,0.19333,0.24640999999999999,0.29944999999999999,0.30459000000000003,0.23326,0.24123,0.25438,0.30536000000000002,0.2535,0.23238,0.36797000000000002,0.30752000000000002,0.31939000000000001,0.32421,0.36068,0.31178,0.14405999999999999,0.32568000000000003,0.28129999999999999,0.42951,0.19567000000000001,0.17560000000000001,0.21060000000000001,0.21154999999999999,0.19087999999999999,0.23449999999999999,0.23685,0.18883,0.25585000000000002,0.22409999999999999,0.28011999999999998,0.25844,0.36846000000000001,0.33992,0.20744000000000001,0.2394,0.24060000000000001,0.24454000000000001,0.10574,0.36081000000000002,0.26490000000000002,0.23235,0.28453000000000001,0.23760000000000001,0.23654,0.14177999999999999,0.23352000000000001,0.29883999999999999,0.3831,0.45188,0.92950999999999995,0.96599999999999997,0.95889000000000002,7.5704327145534184E-3,0.90054000000000001,0.87453999999999998,0.85287999999999997,0.9068719096408806,5.3807000000000001E-2,0.15018000000000001,0.20349999999999999,0.29738999999999999,0.48363,0.68610000000000004,0.84621000000000002,0.94716999999999996,1,0,0.62290000000000001,0,0,3.3566940110176802E-3,3.9731576107442379E-3,5.6871487759053707E-3,3.5053684841841459E-3,4.9969535320997238E-3,2.1781534887850285E-3,4.0920963510870934E-3,2.138000912964344E-3,2.4790705647319555E-3,2.0229858346283436E-3,9.0116867795586586E-4,2.6535817887634039E-3,1.0650097392499447E-3,1.7533526988700032E-3,3.3168541267514229E-3,1.8309005536139011E-3,2.0411284640431404E-3,2.0729820244014263E-3,2.8550054412335157E-3,1.4389980351552367E-3,1.7830486176535487E-3,1.865475787781179E-3,1.5424371231347322E-3,1.2791438493877649E-3,2.529521007090807E-3,2.1231453865766525E-3,null,null,null,null,null,3.176E-3,5.2319999999999997E-3,1.83E-2,5.8069999999999997E-3,0,0,0,0,0,0.1203,0.12130000000000001,0.18376400000000001,0]
[508,0.27428000000000002,0.20269000000000001,0.14505000000000001,9.9010000000000001E-2,0.28072000000000003,0.18994,0.29787000000000002,0.36674000000000001,0.30581999999999998,3.7263999999999999E-2,2.4903999999999999E-2,1.6752E-2,0.20660000000000001,0.24310000000000001,0.19349,0.12227,0.10044,0.29399999999999998,0.19886000000000001,0.28245999999999999,0.19323000000000001,0.19361999999999999,0.16778999999999999,0.30603999999999998,0.21221999999999999,0.27772999999999998,0.19505,0.20902000000000001,0.14055999999999999,2.3722E-2,3.3875000000000002E-2,5.5296999999999999E-2,5.2109999999999997E-2,2.2335000000000001E-2,1.6877E-2,1.8858E-2,4.3291000000000003E-2,1.5958E-2,3.5318000000000002E-2,5.0377999999999999E-2,2.8992E-2,4.1537999999999999E-2,9.2684000000000002E-2,2.7581000000000001E-2,7.6182E-2,0.11459999999999999,9.5283999999999994E-2,1.3857E-2,2.2336000000000002E-2,2.6445E-2,3.0075000000000001E-2,5.2174999999999999E-2,4.8335000000000003E-2,4.5678000000000003E-2,5.5843999999999998E-2,1.3272000000000001E-2,9.2034000000000005E-3,6.8465999999999999E-2,6.4298999999999995E-2,0.11632000000000001,0.10246,0.12726999999999999,0.23005999999999999,0.11951000000000001,0.35857,0.40286,0.14538999999999999,0.18775,0.36587999999999998,0.17682999999999999,0.30173,1.5148E-2,6.9448000000000001E-3,1.8411E-2,9.9562000000000001E-3,0.27350000000000002,0.23374,0.438,0.32795000000000002,0.41798999999999997,0.25097999999999998,0.24382000000000001,0.26983000000000001,0.22572,0.23122000000000001,0.25270999999999999,0.22120000000000001,0.22706000000000001,0.51822999999999997,0.22839999999999999,0.15758,0.16347999999999999,0.20696999999999999,0.19711999999999999,0.16,0.11429,0.16289000000000001,0.14799999999999999,0.20634,0.30908999999999998,0.26391999999999999,0.26804,0.21126,0.37224000000000002,0.35959999999999998,0.52783999999999998,0.27474999999999999,0.36495,0.15770999999999999,0.23877999999999999,0.13872999999999999,0.14873,9.2381000000000005E-2,3.6746000000000001E-2,5.6708000000000001E-2,0.35993000000000003,5.7280999999999999E-2,7.1529999999999996E-2,3.8647000000000001E-2,4.7022000000000001E-2,0.27032,0.17205000000000001,0.18636,4.9829999999999999E-2,6.3273999999999997E-2,3.5511000000000001E-2,0.12584999999999999,0.14484,3.3096E-2,4.8920999999999999E-2,4.3340999999999998E-2,4.3928000000000002E-2,4.2547000000000001E-2,4.1792000000000003E-2,0.33299000000000001,5.2263999999999998E-2,0.19979,0.62041000000000002,0.79588000000000003,0.47878999999999999,0.39583000000000002,0.42132999999999998,0.17935999999999999,0.57786000000000004,0.28893000000000002,0.10403999999999999,0.11987,0.11339,0.11996999999999999,0.10911999999999999,8.7623000000000006E-2,9.5330999999999999E-2,0.10854,0.10398,0.43791000000000002,0.15844,0.14122000000000001,0.12906000000000001,0.16148000000000001,0.11744,0.15432000000000001,0.17204,0.14469000000000001,0.13925999999999999,0.16636999999999999,0.15089,0.30098999999999998,0.39637,0.35982999999999998,0.25600000000000001,0.36571999999999999,0.44077,0.30016999999999999,0.35244999999999999,0.34276000000000001,0.43141000000000002,0.21284,0.27376,0.34325,0.29913000000000001,0.27376,0.45211000000000001,0.33656999999999998,0.42427999999999999,0.35269,0.45945999999999998,0.44771,0.29532999999999998,0.32180999999999998,0.31385000000000002,0.50007000000000001,0.49074000000000001,0.40414,0.42259000000000002,0.42229,0.27783999999999998,0.33967000000000003,0.33754000000000001,0.41614000000000001,0.33740999999999999,0.32555000000000001,0.32424999999999998,0.30667,0.38288,0.35610999999999998,0.35124,0.29236000000000001,0.26439000000000001,0.27244000000000002,0.38103999999999999,0.29270000000000002,0.39966000000000002,0.38012000000000001,0.40134999999999998,0.40289999999999998,0.40690999999999999,0.42043000000000003,0.37940000000000002,0.40373999999999999,0.30934,0.40106000000000003,0.38668999999999998,0.35216999999999998,0.29962,0.32419999999999999,0.33038000000000001,0.35675000000000001,0.44485000000000002,0.33328999999999998,0.31583,0.33853,0.32167000000000001,0.33876000000000001,0.30776999999999999,0.29616999999999999,0.31011,0.29805999999999999,0.40676000000000001,0.40917999999999999,0.32262999999999997,0.39036999999999999,0.45643,0.38941999999999999,0.40769,0.45965,0.43763000000000002,0.18562999999999999,0.23930999999999999,0.30985000000000001,0.39671000000000001,0.43013000000000001,0.32524999999999998,0.32777000000000001,0.33054,0.34171000000000001,0.36559999999999998,0.32157000000000002,0.47038999999999997,0.41176000000000001,0.4284,0.42368,0.46711999999999998,0.37117,0.23735000000000001,0.41119,0.37591000000000002,0.53119000000000005,0.30812,0.28386,0.34649000000000002,0.33244000000000001,0.30392999999999998,0.31006,0.3201,0.29964000000000002,0.33761000000000002,0.30613000000000001,0.37930999999999998,0.25456000000000001,0.46262999999999999,0.44188,0.28232000000000002,0.30113000000000001,0.32935999999999999,0.31475999999999998,0.12431,0.39482,0.36823,0.32565,0.36381000000000002,0.29694999999999999,0.28911999999999999,0.19273000000000001,0.29109000000000002,0.36602000000000001,0.40655999999999998,0.48237999999999998,0.93557999999999997,0.96614,0.95382,7.4909366085151924E-3,0.88800999999999997,0.85936999999999997,0.83552999999999999,0.91441580471337436,6.1196E-2,0.16414999999999999,0.21984000000000001,0.31658999999999998,0.50524000000000002,0.70672000000000001,0.86217999999999995,0.95672000000000001,1,0,0.70674000000000003,0,0,2.9970675241202116E-3,3.5324185155332088E-3,5.0958446227014065E-3,3.4156080801039934E-3,4.8915869556367397E-3,2.8468391392379999E-3,4.437390249222517E-3,3.0834749341011047E-3,3.4343614242970943E-3,3.1385356560349464E-3,1.2265342520549893E-3,2.6328794192522764E-3,1.7615874530747533E-3,2.3669104557484388E-3,3.791955066844821E-3,2.7388585731387138E-3,3.0214062426239252E-3,2.9347639065235853E-3,2.7414297219365835E-3,1.9026416121050715E-3,2.3684771731495857E-3,2.2691916674375534E-3,2.3586794268339872E-3,2.1312951575964689E-3,2.6237370911985636E-3,2.3514160420745611E-3,null,null,null,null,null,4.6059999999999999E-3,5.8399999999999997E-3,3.7600000000000001E-2,6.0089999999999996E-3,0,0,0,0,0,0.15390000000000001,0.1368,1.2503E-2,0]
[513,0.26635999999999999,0.20136999999999999,0.14713000000000001,0.10198,0.27457999999999999,0.19184000000000001,0.29429,0.37031999999999998,0.31183,2.8063000000000001E-2,1.7134E-2,1.1586000000000001E-2,0.19968,0.22933000000000001,0.19597999999999999,0.12998999999999999,0.10459,0.29482999999999998,0.20038,0.27757999999999999,0.19086,0.20913999999999999,0.18212,0.31523000000000001,0.21872,0.27078000000000002,0.19011,0.21693999999999999,0.14585000000000001,2.1059999999999999E-2,3.0710000000000001E-2,5.5205999999999998E-2,4.5036E-2,2.3650000000000001E-2,1.4043E-2,2.0891E-2,4.7462999999999998E-2,1.4619E-2,3.9805E-2,5.5044000000000003E-2,2.3375E-2,4.6504999999999998E-2,0.10396,2.0969999999999999E-2,8.7284E-2,0.13005,0.11017,1.1106E-2,1.8425E-2,2.1231E-2,2.3321999999999999E-2,6.4774999999999999E-2,6.2664999999999998E-2,6.1157999999999997E-2,6.6929000000000002E-2,3.1844999999999998E-2,3.9234999999999999E-2,9.3863000000000002E-2,0.10879999999999999,0.14868999999999999,0.18884999999999999,0.12468,0.22033,0.13170999999999999,0.33273000000000003,0.39143,9.5340999999999995E-2,0.18758,0.34832000000000002,0.17468,0.27775,1.5751000000000001E-2,7.0266E-3,1.8970999999999998E-2,1.0109E-2,0.28763,0.24701000000000001,0.46800000000000003,0.34447,0.43579000000000001,0.26394000000000001,0.25595000000000001,0.28334999999999999,0.22366,0.24360000000000001,0.26463999999999999,0.23386000000000001,0.22821,0.52315,0.26480999999999999,0.16768,0.19600000000000001,0.25094,0.23901,0.20399999999999999,0.13469,0.19381000000000001,0.17799999999999999,0.24282000000000001,0.36364000000000002,0.31340000000000001,0.31958999999999999,0.21404000000000001,0.36725999999999998,0.30707000000000001,0.44535999999999998,0.33333000000000002,0.43918000000000001,0.23007,0.34825,0.19126000000000001,0.23186000000000001,0.14052000000000001,5.5371999999999998E-2,8.3277000000000004E-2,0.51610999999999996,8.3920999999999996E-2,0.10492,5.6669999999999998E-2,6.8223000000000006E-2,0.34239999999999998,0.22702,0.25380000000000003,7.1722999999999995E-2,9.1831999999999997E-2,5.1256999999999997E-2,0.17252000000000001,0.19511000000000001,4.2243999999999997E-2,6.2426000000000002E-2,5.7987999999999998E-2,6.0048999999999998E-2,5.5080999999999998E-2,5.2316000000000001E-2,0.36471999999999999,7.1537000000000003E-2,0.13195999999999999,0.67754999999999999,0.69484999999999997,0.45656999999999998,0.48125000000000001,0.43826999999999999,0.27726000000000001,0.75697000000000003,0.29615999999999998,0.16525999999999999,0.18970999999999999,0.17952000000000001,0.18995000000000001,0.17330000000000001,0.13858999999999999,0.15099000000000001,0.17169000000000001,0.16413,0.44646000000000002,0.24573,0.21854999999999999,0.19980999999999999,0.25131999999999999,0.18157000000000001,0.24010999999999999,0.26729000000000003,0.22516,0.21679000000000001,0.25792999999999999,0.23316999999999999,0.38266,0.47700999999999999,0.39312000000000002,0.32800000000000001,0.43770999999999999,0.48855999999999999,0.36148000000000002,0.44268999999999997,0.36753999999999998,0.46248,0.29764000000000002,0.35454999999999998,0.40747,0.36565999999999999,0.35454999999999998,0.50724999999999998,0.37224000000000002,0.46800999999999998,0.41693000000000002,0.54261999999999999,0.47843999999999998,0.38185000000000002,0.41460000000000002,0.40583999999999998,0.56606999999999996,0.55081999999999998,0.46832000000000001,0.51058000000000003,0.51587000000000005,0.35749999999999998,0.40834999999999999,0.40305999999999997,0.48760999999999999,0.40443000000000001,0.38918999999999998,0.38718999999999998,0.36847999999999997,0.45493,0.43639,0.43679000000000001,0.36105999999999999,0.31713999999999998,0.32097999999999999,0.47760999999999998,0.36170000000000002,0.48331000000000002,0.45951999999999998,0.48520999999999997,0.48792999999999997,0.49251,0.50368999999999997,0.43630000000000002,0.46855999999999998,0.37359999999999999,0.46677000000000002,0.45945999999999998,0.41063,0.38877,0.43702000000000002,0.38915,0.42724000000000001,0.5302,0.39245000000000002,0.42194999999999999,0.43008999999999997,0.39684000000000003,0.38158999999999998,0.34731000000000001,0.33428000000000002,0.34860999999999998,0.33650999999999998,0.44409999999999999,0.44496000000000002,0.37519000000000002,0.47439999999999999,0.53505999999999998,0.42764000000000002,0.44396999999999998,0.54483000000000004,0.48387999999999998,0.23375000000000001,0.27884999999999999,0.35326000000000002,0.47192000000000001,0.51807999999999998,0.39267999999999997,0.39500000000000002,0.39327000000000001,0.36724000000000001,0.44318000000000002,0.38793,0.54779999999999995,0.48625000000000002,0.50632999999999995,0.49562,0.54273000000000005,0.41503000000000001,0.31479000000000001,0.47708,0.44905,0.61131999999999997,0.40005000000000002,0.37289,0.45937,0.43317,0.39389999999999997,0.36697999999999997,0.38507000000000002,0.39012000000000002,0.39996999999999999,0.36354999999999998,0.45541999999999999,0.27006000000000002,0.54052,0.52056000000000002,0.34245999999999999,0.35897000000000001,0.39796999999999999,0.37054999999999999,0.14762,0.42011999999999999,0.44452000000000003,0.39245000000000002,0.42421999999999999,0.34614,0.33412999999999998,0.24265,0.33362000000000003,0.41444999999999999,0.42169000000000001,0.49815999999999999,0.93883000000000005,0.96414999999999995,0.94721,7.4077373617463154E-3,0.87473000000000001,0.84367000000000003,0.81782999999999995,0.91896658515117913,6.6892999999999994E-2,0.17455000000000001,0.23186999999999999,0.33051000000000003,0.52059,0.72106999999999999,0.87302000000000002,0.96291000000000004,1,0,0.74321999999999999,0,0,2.6232136879116297E-3,3.0358217190951109E-3,4.2231041006743908E-3,3.2638248521834612E-3,4.5068417675793171E-3,3.4137270413339138E-3,4.5131933875381947E-3,3.8520325906574726E-3,4.1272235102951527E-3,4.0121735073626041E-3,1.5309443697333336E-3,2.5960342027246952E-3,2.289916155859828E-3,2.9154871590435505E-3,4.0382477454841137E-3,3.458856139332056E-3,3.766161622479558E-3,3.5655696410685778E-3,2.5226955767720938E-3,2.327366266399622E-3,2.7903513982892036E-3,2.6037248317152262E-3,3.0111249070614576E-3,2.7639770414680243E-3,2.5959615595638752E-3,2.4889777414500713E-3,null,null,null,null,null,5.6829999999999997E-3,7.5890000000000003E-3,5.7599999999999998E-2,6.3210000000000002E-3,0,0,0,0,0,0.17469999999999999,0.14349999999999999,7.3870000000000005E-2,3.3599999999999998E-4]
[518,0.25949,0.20332,0.15340999999999999,0.10904999999999999,0.27026,0.19871,0.29088999999999998,0.37342999999999998,0.31857999999999997,2.3151000000000001E-2,1.3372E-2,9.3970000000000008E-3,0.19134999999999999,0.21564,0.20346,0.14623,0.11404,0.29520000000000002,0.19919999999999999,0.27260000000000001,0.18779999999999999,0.22398999999999999,0.19519,0.32377,0.22466,0.26549,0.18629999999999999,0.22528999999999999,0.15132000000000001,2.1287E-2,3.0471999999999999E-2,5.8026000000000001E-2,4.1036000000000003E-2,2.1836000000000001E-2,1.154E-2,1.9004E-2,4.4128000000000001E-2,1.315E-2,3.6731E-2,5.0991000000000002E-2,2.0485E-2,4.2596000000000002E-2,9.6406000000000006E-2,1.7520000000000001E-2,8.0035999999999996E-2,0.12139,0.10170999999999999,8.9452000000000004E-3,1.6496E-2,1.8844E-2,1.9503E-2,6.1364000000000002E-2,5.9861999999999999E-2,5.8770000000000003E-2,6.2954999999999997E-2,2.6922000000000001E-2,2.8829E-2,8.3240999999999996E-2,9.1934000000000002E-2,0.14512,0.16569,0.13766,0.23325000000000001,0.15365999999999999,0.33422000000000002,0.38857000000000003,2.3823E-2,0.20146,0.34734999999999999,0.19031000000000001,0.28143000000000001,1.6301E-2,7.6784000000000002E-3,2.0326E-2,1.0094000000000001E-2,0.30070999999999998,0.26034000000000002,0.49199999999999999,0.35964000000000002,0.45358999999999999,0.27727000000000002,0.26815,0.29687000000000002,0.23458999999999999,0.25599,0.27631,0.24747,0.24091000000000001,0.52807999999999999,0.30037999999999998,0.18384,0.22486999999999999,0.29026000000000002,0.27645999999999998,0.23799999999999999,0.15509999999999999,0.22474,0.20200000000000001,0.27699000000000001,0.41414000000000001,0.34227000000000002,0.36495,0.22464999999999999,0.36525999999999997,0.25858999999999999,0.36288999999999999,0.35353000000000001,0.47010000000000002,0.30259999999999998,0.45798,0.24207000000000001,0.35466999999999999,0.21976999999999999,8.1556000000000003E-2,0.12573000000000001,0.67435999999999996,0.12662999999999999,0.16095999999999999,8.3000000000000004E-2,0.10145,0.40942000000000001,0.28719,0.3347,0.10463,0.14019999999999999,7.4759999999999993E-2,0.21898999999999999,0.2515,5.9456000000000002E-2,8.7627999999999998E-2,8.2609000000000002E-2,8.6149000000000003E-2,7.7596999999999999E-2,7.2829000000000005E-2,0.34382000000000001,0.10281,9.1165999999999997E-2,0.69388000000000005,0.6,0.41414000000000001,0.51041999999999998,0.37857000000000002,0.39385999999999999,0.90458000000000005,0.31222,0.23929,0.27455000000000002,0.26038,0.27528999999999998,0.25113999999999997,0.20058000000000001,0.21804000000000001,0.24822,0.23671,0.46644000000000002,0.35389999999999999,0.31485000000000002,0.28754999999999997,0.36226999999999998,0.26124000000000003,0.34601999999999999,0.38505,0.32446000000000003,0.31241999999999998,0.39415,0.33350000000000002,0.42386000000000001,0.51559999999999995,0.43115999999999999,0.41399999999999998,0.50117999999999996,0.52212000000000003,0.41123999999999999,0.51049999999999995,0.39157999999999998,0.49027999999999999,0.38092999999999999,0.43284,0.46915000000000001,0.42687000000000003,0.43284,0.55406999999999995,0.40671000000000002,0.50585999999999998,0.47687000000000002,0.62229999999999996,0.50612999999999997,0.47206999999999999,0.51246000000000003,0.50168000000000001,0.62639999999999996,0.60653000000000001,0.53036000000000005,0.59111999999999998,0.60499999999999998,0.44167000000000001,0.47384999999999999,0.46565000000000001,0.55201,0.46829999999999999,0.45283000000000001,0.45040999999999998,0.42938999999999999,0.51480000000000004,0.51332999999999995,0.51534999999999997,0.42354000000000003,0.36998999999999999,0.37109999999999999,0.57501999999999998,0.43317,0.56186000000000003,0.53664999999999996,0.56408999999999998,0.56723000000000001,0.57213000000000003,0.59245000000000003,0.49037999999999998,0.52930999999999995,0.43786000000000003,0.53480000000000005,0.53322000000000003,0.47100999999999998,0.47599999999999998,0.53627000000000002,0.45033000000000001,0.49970999999999999,0.61775000000000002,0.44996999999999998,0.52207999999999999,0.52790999999999999,0.46970000000000001,0.42591000000000001,0.38913999999999999,0.37507000000000001,0.38982,0.37784000000000001,0.47815999999999997,0.47736000000000001,0.42710999999999999,0.55198999999999998,0.61521000000000003,0.46327000000000002,0.47647,0.62182999999999999,0.53095999999999999,0.29637000000000002,0.32229999999999998,0.39566000000000001,0.54444000000000004,0.60489999999999999,0.45613999999999999,0.46031,0.45540000000000003,0.39069999999999999,0.51119999999999999,0.45606999999999998,0.62805999999999995,0.56076000000000004,0.58431999999999995,0.56813999999999998,0.61804999999999999,0.4602,0.39483000000000001,0.53732999999999997,0.51888999999999996,0.68913999999999997,0.49281999999999998,0.46237,0.57452999999999999,0.53678999999999999,0.49002000000000001,0.42587999999999998,0.45051999999999998,0.48019000000000001,0.45995999999999998,0.41415999999999997,0.51566999999999996,0.29554000000000002,0.61478999999999995,0.59462999999999999,0.39562999999999998,0.41475000000000001,0.46489000000000003,0.42587999999999998,0.19381999999999999,0.44563999999999998,0.51432999999999995,0.45236999999999999,0.48025000000000001,0.39451999999999998,0.37896999999999997,0.30024000000000001,0.37541999999999998,0.45995000000000003,0.43495,0.51171999999999995,0.94135999999999997,0.96077999999999997,0.93861000000000006,7.2854339220202197E-3,0.85855000000000004,0.82472999999999996,0.79659000000000002,0.92291334326410768,7.2960999999999998E-2,0.18529999999999999,0.24418000000000001,0.34460000000000002,0.53583999999999998,0.73507999999999996,0.88336999999999999,0.96858,1,0,0.75829999999999997,1.5540000000000001E-4,2.04E-4,2.2801111917942762E-3,2.571264049038291E-3,3.3456499222666025E-3,3.1049847602844238E-3,4.0626921691000462E-3,3.877564799040556E-3,4.5038261450827122E-3,4.4620209373533726E-3,4.677861463278532E-3,4.7267749905586243E-3,1.8127829534932971E-3,2.5624874979257584E-3,2.7210817206650972E-3,3.3842986449599266E-3,4.1738711297512054E-3,4.0305927395820618E-3,4.3529467657208443E-3,4.0638754144310951E-3,2.3000305518507957E-3,2.6815470773726702E-3,3.1075179576873779E-3,2.8972073923796415E-3,3.5375733859837055E-3,3.2667855266481638E-3,2.5471802800893784E-3,2.6160890702158213E-3,null,null,null,null,null,9.4000000000000004E-3,1.5141999999999999E-2,7.7499999999999999E-2,8.5330000000000007E-3,0,0,0,0,0,0.19420000000000001,0.151,4.5584E-2,1.83E-4]
[524,0.25380999999999998,0.21178,0.16897999999999999,0.12556,0.26909,0.21515000000000001,0.28627000000000002,0.37330999999999998,0.32495000000000002,2.0274E-2,1.1560000000000001E-2,9.1053999999999996E-3,0.17677999999999999,0.20036999999999999,0.22159000000000001,0.17974000000000001,0.13456000000000001,0.29385,0.19828999999999999,0.26644000000000001,0.18138000000000001,0.23668,0.20585999999999999,0.32884000000000002,0.2283,0.26328000000000001,0.18471000000000001,0.23386000000000001,0.15731000000000001,2.3355999999999998E-2,3.2478E-2,7.5715000000000005E-2,3.8941999999999997E-2,1.7158E-2,1.2822999999999999E-2,1.4465E-2,3.4658000000000001E-2,1.1698E-2,2.8223999999999999E-2,4.0099999999999997E-2,1.8631000000000002E-2,3.2987000000000002E-2,7.5253E-2,1.5244000000000001E-2,6.1627000000000001E-2,9.5036999999999996E-2,7.8648999999999997E-2,8.9116000000000004E-3,1.6813999999999999E-2,1.7396999999999999E-2,1.7294E-2,4.7116999999999999E-2,4.5670000000000002E-2,4.4634E-2,4.8604000000000001E-2,1.0135999999999999E-2,8.0561999999999995E-3,6.6300999999999999E-2,6.4388000000000001E-2,0.13075000000000001,0.11938,0.14285999999999999,0.24007000000000001,0.14878,0.35309000000000001,0.33714,3.0016000000000001E-2,0.19583,0.35367999999999999,0.18515000000000001,0.30116999999999999,1.7579999999999998E-2,8.3611999999999992E-3,2.1145000000000001E-2,9.5575999999999994E-3,0.31413000000000002,0.27700999999999998,0.52400000000000002,0.37714999999999999,0.47504999999999997,0.29360999999999998,0.28337000000000001,0.314,0.22875000000000001,0.27173999999999998,0.29094999999999999,0.26329000000000002,0.23479,0.53478000000000003,0.33639000000000002,0.19192000000000001,0.25635999999999998,0.32889000000000002,0.31325999999999998,0.27400000000000002,0.17143,0.25361,0.22600000000000001,0.31134000000000001,0.46666999999999997,0.35052,0.40619,0.24956,0.37317,0.21010000000000001,0.28866000000000003,0.32121,0.44947999999999999,0.36044999999999999,0.54549999999999998,0.28362999999999999,0.51790999999999998,0.35643000000000002,0.13084999999999999,0.21307000000000001,0.80073000000000005,0.21457999999999999,0.27235999999999999,0.13408999999999999,0.17022000000000001,0.45004,0.35013,0.42738999999999999,0.16946,0.23741999999999999,0.11867,0.252,0.29641000000000001,9.2575000000000005E-2,0.14149,0.13352,0.13952000000000001,0.125,0.11691,0.27381,0.16716,7.2541999999999995E-2,0.66939000000000004,0.50927999999999995,0.34544999999999998,0.47708,0.25688,0.49469999999999997,0.99107000000000001,0.33062000000000002,0.31758999999999998,0.36376999999999998,0.34553,0.36448999999999998,0.33317000000000002,0.26572000000000001,0.28924,0.32865,0.31302999999999997,0.48757,0.47176000000000001,0.41959000000000002,0.38300000000000001,0.48404000000000003,0.34784999999999999,0.46259,0.51388,0.43390000000000001,0.41827999999999999,0.57560999999999996,0.42427999999999999,0.40183999999999997,0.48259000000000002,0.47814000000000001,0.51400000000000001,0.56250999999999995,0.55176000000000003,0.45739999999999997,0.56174999999999997,0.42216999999999999,0.5212,0.47892000000000001,0.51612000000000002,0.53847999999999996,0.48964000000000002,0.51612000000000002,0.60096000000000005,0.44817000000000001,0.54625999999999997,0.54193000000000002,0.70643,0.53939999999999999,0.56091000000000002,0.61399999999999999,0.59714,0.68971000000000005,0.66496999999999995,0.59792999999999996,0.67559000000000002,0.69703999999999999,0.53393999999999997,0.54400000000000004,0.53349999999999997,0.62234,0.53683000000000003,0.52210999999999996,0.51907000000000003,0.49667,0.57067999999999997,0.59811000000000003,0.59299999999999997,0.48477999999999999,0.43095,0.42917,0.71543000000000001,0.51078999999999997,0.64663999999999999,0.62133000000000005,0.64900999999999998,0.65268999999999999,0.65802000000000005,0.68862999999999996,0.54974999999999996,0.59194999999999998,0.50914999999999999,0.60707999999999995,0.60882000000000003,0.53768000000000005,0.57116999999999996,0.64712999999999998,0.52259,0.57557999999999998,0.70564000000000004,0.51310999999999996,0.61365999999999998,0.62751000000000001,0.54549999999999998,0.48327999999999999,0.44280000000000003,0.42814000000000002,0.44317000000000001,0.43149999999999999,0.51832999999999996,0.51880999999999999,0.4844,0.63183,0.70494000000000001,0.50183999999999995,0.51363999999999999,0.70020000000000004,0.58704999999999996,0.38956000000000002,0.38161,0.44174000000000002,0.62283999999999995,0.68833999999999995,0.52510000000000001,0.52937999999999996,0.52593000000000001,0.41436000000000001,0.57604,0.52844000000000002,0.70847000000000004,0.63399000000000005,0.66069999999999995,0.63946000000000003,0.69310000000000005,0.51644999999999996,0.48633999999999999,0.59928000000000003,0.59641,0.77324000000000004,0.59548000000000001,0.56086000000000003,0.70181000000000004,0.65558000000000005,0.59370000000000001,0.49263000000000001,0.52422999999999997,0.58035999999999999,0.52551000000000003,0.46527000000000002,0.57471000000000005,0.3306,0.69425999999999999,0.67979999999999996,0.46257999999999999,0.48518,0.53764000000000001,0.48007,0.28114,0.47593000000000002,0.58320000000000005,0.51032,0.53613,0.44574999999999998,0.42684,0.37576999999999999,0.41980000000000001,0.50638000000000005,0.44967000000000001,0.52376999999999996,0.96167999999999998,0.97565999999999997,0.94808000000000003,7.3360136497258623E-3,0.85948999999999998,0.82252999999999998,0.79181000000000001,0.93578185223091148,8.0730999999999997E-2,0.19864999999999999,0.25933,0.36170000000000002,0.55400000000000005,0.75144999999999995,0.89517000000000002,0.97472000000000003,1,0,0.77383999999999997,8.2546999999999995E-2,0.10833,1.9606738351285458E-3,2.1669461857527494E-3,2.4760435335338116E-3,2.9202289879322052E-3,3.4984343219548464E-3,4.1242837905883789E-3,4.2441883124411106E-3,4.7630020417273045E-3,4.9134576693177223E-3,5.1015475764870644E-3,2.0684250630438328E-3,2.5400242302566767E-3,2.9733381234109402E-3,3.6715141031891108E-3,4.0544969961047173E-3,4.3100123293697834E-3,4.6279965899884701E-3,4.319820087403059E-3,2.0958143286406994E-3,2.8809993527829647E-3,3.2137052621692419E-3,3.1090769916772842E-3,3.8592654746025801E-3,3.5712819080799818E-3,2.5139930658042431E-3,2.7198521420359612E-3,null,null,null,null,null,2.0997999999999999E-2,3.1982999999999998E-2,0.10390000000000001,1.4962E-2,0,0,0,0,0,0.21240000000000001,0.15679999999999999,1.1945000000000001E-2,0]
[531,0.25325999999999999,0.23465,0.20308000000000001,0.16228999999999999,0.27566000000000002,0.25041000000000002,0.28133000000000002,0.36849999999999999,0.33157999999999999,3.5039000000000001E-2,2.6414E-2,2.6148999999999999E-2,0.17179,0.1908,0.25775999999999999,0.24267,0.17702999999999999,0.29424,0.19900000000000001,0.25745000000000001,0.17563000000000001,0.24457000000000001,0.21049999999999999,0.32641999999999999,0.22606000000000001,0.26819999999999999,0.18808,0.23979,0.16134000000000001,3.8890000000000001E-2,4.7176000000000003E-2,0.39839999999999998,4.5630999999999998E-2,2.4094999999999998E-2,2.5742999999999999E-2,1.6191000000000001E-2,3.5652999999999997E-2,1.8075000000000001E-2,2.5172E-2,3.8610999999999999E-2,3.0695E-2,2.8181999999999999E-2,6.2636999999999998E-2,2.2452E-2,4.7935999999999999E-2,7.5673000000000004E-2,5.9347999999999998E-2,2.1274999999999999E-2,2.7265999999999999E-2,2.6046E-2,2.5231E-2,3.9709000000000001E-2,3.8676000000000002E-2,3.7928999999999997E-2,4.0793000000000003E-2,9.9664000000000003E-3,8.8123999999999997E-3,7.1979000000000001E-2,7.0855000000000001E-2,0.14535999999999999,0.13220999999999999,0.24934999999999999,0.47156999999999999,0.26341999999999999,0.56191000000000002,0.58857000000000004,4.6823999999999998E-2,0.37952999999999998,0.54239000000000004,0.38180999999999998,0.50510999999999995,2.3761000000000001E-2,1.238E-2,3.0005E-2,1.3642E-2,0.33462999999999998,0.29707,0.55600000000000005,0.39713999999999999,0.50122999999999995,0.31273000000000001,0.30108000000000001,0.33449000000000001,0.23363,0.29105999999999999,0.30868000000000001,0.28133000000000002,0.24384,0.54601,0.36610999999999999,0.20404,0.27936,0.36037999999999998,0.34323999999999999,0.30199999999999999,0.18570999999999999,0.27010000000000001,0.24199999999999999,0.33890999999999999,0.50100999999999996,0.33814,0.43711,0.28193000000000001,0.39104,0.16768,0.22062000000000001,0.26465,0.40411999999999998,0.35108,0.53132999999999997,0.28483999999999998,0.59091000000000005,0.49584,0.24376,0.37009999999999998,0.77888000000000002,0.37272,0.44045000000000001,0.25040000000000001,0.30708000000000002,0.43403999999999998,0.38089000000000001,0.48504999999999998,0.31641999999999998,0.38838,0.21942999999999999,0.25068000000000001,0.30501,0.16814000000000001,0.26297999999999999,0.2487,0.25997999999999999,0.23272000000000001,0.21751000000000001,0.18776999999999999,0.31102999999999997,8.5761000000000004E-2,0.60611999999999999,0.44535999999999998,0.27272999999999997,0.40625,0.14262,0.45745999999999998,0.93381000000000003,0.33890999999999999,0.33954000000000001,0.38932,0.36878,0.39055000000000001,0.35570000000000002,0.28376000000000001,0.30826999999999999,0.35095999999999999,0.33506000000000002,0.49069000000000002,0.51185999999999998,0.45538000000000001,0.4153,0.52785000000000004,0.37697999999999998,0.50463000000000002,0.56006999999999996,0.47459000000000001,0.45754,0.65795000000000003,0.39939999999999998,0.31375999999999998,0.37417,0.52659,0.61199999999999999,0.60919000000000001,0.57645000000000002,0.48716999999999999,0.60189000000000004,0.45800000000000002,0.55784999999999996,0.58337000000000006,0.58767000000000003,0.60670999999999997,0.54413999999999996,0.58767000000000003,0.64292000000000005,0.49693999999999999,0.58891000000000004,0.60633000000000004,0.78788999999999998,0.57833000000000001,0.64636000000000005,0.71614,0.69030000000000002,0.74790999999999996,0.71887000000000001,0.66202000000000005,0.75302000000000002,0.78810000000000002,0.63178999999999996,0.61056999999999995,0.6,0.70264000000000004,0.60197999999999996,0.59165000000000001,0.58828000000000003,0.56394,0.61555000000000004,0.68050999999999995,0.65620999999999996,0.53364999999999996,0.49453000000000003,0.49407000000000001,0.80108000000000001,0.58226999999999995,0.72699000000000003,0.70072999999999996,0.72901000000000005,0.73326000000000002,0.73855000000000004,0.77978999999999998,0.60611999999999999,0.65120999999999996,0.57887999999999995,0.68267,0.68645999999999996,0.60724999999999996,0.66627000000000003,0.75358999999999998,0.60399000000000003,0.65300000000000002,0.79240999999999995,0.57467000000000001,0.68894999999999995,0.72687999999999997,0.61250000000000004,0.55393000000000003,0.50971999999999995,0.49420999999999998,0.50961000000000001,0.49786000000000002,0.56498999999999999,0.56788000000000005,0.54398999999999997,0.70618000000000003,0.78981000000000001,0.54522000000000004,0.55681999999999998,0.77661000000000002,0.65068000000000004,0.50900000000000001,0.46390999999999999,0.48047000000000001,0.69625999999999999,0.76834000000000002,0.59084999999999999,0.59199999999999997,0.59626999999999997,0.44133,0.62817999999999996,0.60468999999999995,0.78768000000000005,0.70504,0.73465000000000003,0.70894000000000001,0.76739999999999997,0.58314999999999995,0.58026999999999995,0.65132000000000001,0.67245999999999995,0.84862000000000004,0.69074999999999998,0.65295999999999998,0.81977999999999995,0.77183999999999997,0.70201999999999998,0.56586999999999998,0.59602999999999995,0.66005999999999998,0.58804999999999996,0.51366999999999996,0.62502000000000002,0.36909999999999998,0.77068000000000003,0.75444999999999995,0.53017000000000003,0.54183999999999999,0.60089999999999999,0.54076999999999997,0.38134000000000001,0.50436999999999999,0.63973999999999998,0.55632000000000004,0.58159000000000005,0.49179,0.47000999999999998,0.46628999999999998,0.46588000000000002,0.55123,0.46933000000000002,0.53591999999999995,0.98933000000000004,0.99797999999999998,0.96494000000000002,7.4517247742050636E-3,0.86761999999999995,0.82747999999999999,0.79417000000000004,0.95229528476149738,9.0535000000000004E-2,0.21486,0.27749000000000001,0.38189000000000001,0.57494999999999996,0.76988999999999996,0.90803999999999996,0.98094999999999999,1,0,0.76498999999999995,0.63021000000000005,0.82706999999999997,1.6952157020568848E-3,1.8569318344816566E-3,1.7557841492816806E-3,2.7087302878499031E-3,2.7696448378264904E-3,3.922254778444767E-3,3.5675212275236845E-3,4.4595114886760712E-3,4.4890660792589188E-3,4.7914227470755577E-3,2.2580595687031746E-3,2.5135530158877373E-3,2.9237519484013319E-3,3.6102151498198509E-3,3.4965707454830408E-3,4.0924274362623692E-3,4.2423144914209843E-3,4.1074221953749657E-3,1.9772760570049286E-3,2.7805832214653492E-3,2.9202613513916731E-3,3.1635023187845945E-3,3.7978054024279118E-3,3.4600470680743456E-3,2.4696832988411188E-3,2.7716897893697023E-3,null,null,null,null,null,4.3208999999999997E-2,6.5705E-2,0.13739999999999999,3.1053000000000001E-2,0,0,2.0999999999999999E-5,0,0,0.23269999999999999,0.16919999999999999,1.205E-2,0]
[535,0.25601000000000002,0.25385999999999997,0.23044999999999999,0.19188,0.28311999999999998,0.27814,0.27933999999999998,0.36452000000000001,0.33599000000000001,7.7487E-2,6.7270999999999997E-2,6.6540000000000002E-2,0.17296,0.19039,0.27888000000000002,0.28928999999999999,0.21082999999999999,0.29583999999999999,0.19944000000000001,0.25081999999999999,0.17108999999999999,0.24940000000000001,0.2167,0.32257000000000002,0.22389999999999999,0.27467999999999998,0.19277,0.24260000000000001,0.16295999999999999,6.8769999999999998E-2,7.8745999999999997E-2,1,6.7492999999999997E-2,4.7197999999999997E-2,5.6203000000000003E-2,3.2513E-2,5.5618000000000001E-2,3.7497999999999997E-2,3.7622000000000003E-2,5.6808999999999998E-2,6.6361000000000003E-2,3.8790999999999999E-2,7.4858999999999995E-2,4.6620000000000002E-2,5.3324999999999997E-2,8.4295999999999996E-2,6.1198000000000002E-2,5.2868999999999999E-2,5.4204000000000002E-2,5.0062000000000002E-2,4.9625000000000002E-2,5.2638999999999998E-2,5.3226000000000002E-2,5.3554999999999998E-2,5.2309000000000001E-2,1.0423999999999999E-2,8.9300000000000004E-3,7.7045000000000002E-2,7.6862E-2,0.15776000000000001,0.14213000000000001,0.62338000000000005,0.95772000000000002,0.68293000000000004,1,1,0.12163,0.86182000000000003,1,0.88114000000000003,1,3.1948999999999998E-2,1.5571E-2,4.2992000000000002E-2,1.7391E-2,0.34451999999999999,0.30845,0.57999999999999996,0.40938999999999998,0.51692000000000005,0.32352999999999998,0.31158000000000002,0.34594999999999998,0.25980999999999999,0.30212,0.31855,0.29271999999999998,0.27467999999999998,0.55467999999999995,0.37689,0.21212,0.2913,0.37032999999999999,0.35271999999999998,0.31,0.19388,0.27834999999999999,0.25,0.34945999999999999,0.52524999999999999,0.32990000000000003,0.45361000000000001,0.29987999999999998,0.40561000000000003,0.15151999999999999,0.19588,0.23232,0.37113000000000002,0.31564999999999999,0.47770000000000001,0.26605000000000001,0.54484999999999995,0.52029000000000003,0.34097,0.46135999999999999,0.70003000000000004,0.46462999999999999,0.51627000000000001,0.34721000000000002,0.39823999999999998,0.39854000000000001,0.37611,0.48694999999999999,0.43692999999999999,0.45949000000000001,0.30903999999999998,0.23289000000000001,0.29203000000000001,0.23755000000000001,0.35859000000000002,0.34087000000000001,0.35633999999999999,0.31895000000000001,0.29809999999999998,0.14766000000000001,0.42415000000000003,0.10856,0.58162999999999998,0.41237000000000001,0.23232,0.36458000000000002,0.10435,0.37352000000000002,0.84919,0.33907999999999999,0.31669999999999998,0.36270000000000002,0.34327999999999997,0.36364000000000002,0.33199000000000001,0.26379999999999998,0.28706999999999999,0.32658999999999999,0.31268000000000001,0.48530000000000001,0.48216999999999999,0.42829,0.39072000000000001,0.49784,0.35485,0.47655999999999998,0.52859999999999996,0.44829000000000002,0.43231999999999998,0.60850000000000004,0.3301,0.25985000000000003,0.30880000000000002,0.55176999999999998,0.66,0.62497999999999998,0.57435999999999998,0.49942999999999999,0.61895,0.47456999999999999,0.57838000000000001,0.64034999999999997,0.61467000000000005,0.63798999999999995,0.56462999999999997,0.61467000000000005,0.65874999999999995,0.52242,0.60897999999999997,0.63480999999999999,0.82682999999999995,0.60094999999999998,0.67164999999999997,0.75029000000000001,0.72023999999999999,0.77573000000000003,0.74500999999999995,0.68828,0.78493999999999997,0.83474999999999999,0.67161000000000004,0.64183999999999997,0.63134999999999997,0.73507,0.63227999999999995,0.62407999999999997,0.61989000000000005,0.59545000000000003,0.63160000000000005,0.71845000000000003,0.68059000000000003,0.55203999999999998,0.52456000000000003,0.52547999999999995,0.84726000000000001,0.61745000000000005,0.76129000000000002,0.73714000000000002,0.76324000000000003,0.76704000000000006,0.77178000000000002,0.82593000000000005,0.63656999999999997,0.67901999999999996,0.61407999999999996,0.71458999999999995,0.72041999999999995,0.6401,0.71328000000000003,0.80691999999999997,0.64281999999999995,0.68140999999999996,0.82225000000000004,0.60294999999999999,0.72938999999999998,0.76149999999999995,0.63990999999999998,0.59870999999999996,0.54969999999999997,0.53339000000000003,0.54930999999999996,0.53800000000000003,0.59236,0.59326000000000001,0.57289000000000001,0.74068999999999996,0.83118000000000003,0.57282999999999995,0.58452999999999999,0.81091999999999997,0.69059999999999999,0.57794999999999996,0.51724000000000003,0.49917,0.73018000000000005,0.79603999999999997,0.62319000000000002,0.62,0.62863000000000002,0.45517000000000002,0.64802000000000004,0.63900000000000001,0.81464000000000003,0.72872000000000003,0.75929999999999997,0.73299999999999998,0.79510000000000003,0.62131999999999998,0.62490000000000001,0.67023999999999995,0.70860000000000001,0.88226000000000004,0.73463999999999996,0.69238999999999995,0.87219999999999998,0.82240000000000002,0.74394000000000005,0.59972000000000003,0.63224999999999998,0.68735999999999997,0.61851999999999996,0.53581000000000001,0.64383000000000001,0.38875999999999999,0.80108999999999997,0.78607000000000005,0.55959999999999999,0.57694000000000001,0.63963000000000003,0.56752999999999998,0.44374000000000002,0.51788000000000001,0.66276000000000002,0.57416999999999996,0.59957000000000005,0.51170000000000004,0.48881000000000002,0.51815999999999995,0.48924000000000001,0.57267999999999997,0.47941,0.54118999999999995,0.98412999999999995,0.98990999999999996,0.95494000000000001,7.3462532355956945E-3,0.85565999999999998,0.81498999999999999,0.78127999999999997,0.95124687296739407,9.6461000000000005E-2,0.22439000000000001,0.28808,0.39351000000000003,0.58679999999999999,0.78013999999999994,0.91500999999999999,0.98411999999999999,1,0,0.74750000000000005,0.10312,0.13533000000000001,1.6047265380620956E-3,1.7701381584629416E-3,1.4808907872065902E-3,2.5889705866575241E-3,2.3715803399682045E-3,3.6523754242807627E-3,3.0884337611496449E-3,4.057466983795166E-3,4.00967663154006E-3,4.3471544049680233E-3,2.3451708257198334E-3,2.5034588761627674E-3,2.7955251280218363E-3,3.4482963383197784E-3,3.0598335433751345E-3,3.7999721243977547E-3,3.7890481762588024E-3,3.8234929088503122E-3,1.9551469013094902E-3,2.6326195802539587E-3,2.6512923650443554E-3,3.1421897001564503E-3,3.6225435324013233E-3,3.2605789601802826E-3,2.4581849575042725E-3,2.7876247186213732E-3,null,null,null,null,null,6.4468999999999999E-2,9.6511E-2,0.15920000000000001,4.8701000000000001E-2,0,0,1.0430000000000001E-3,0,0,0.24199999999999999,0.18179999999999999,1.3651999999999999E-2,0]
[541,0.33826000000000001,0.37118000000000001,0.37010999999999999,0.34260000000000002,0.37419000000000002,0.41202,0.35596,0.45654,0.44407999999999997,0.64488999999999996,0.63482000000000005,0.59243999999999997,0.42480000000000001,0.34027000000000002,0.43676999999999999,0.47082000000000002,0.37352000000000002,0.40659000000000001,0.29648000000000002,0.32351000000000002,0.25625999999999999,0.32024000000000002,0.31291000000000002,0.39006000000000002,0.30312,0.36637999999999998,0.28960999999999998,0.34676000000000001,0.26945999999999998,0.50990999999999997,0.51856999999999998,0.24678,0.52837000000000001,0.52600999999999998,0.50717000000000001,0.37308999999999998,0.55625999999999998,0.38662000000000002,0.37541999999999998,0.56174999999999997,0.52302000000000004,0.38099,0.56562000000000001,0.53939000000000004,0.38574999999999998,0.57715000000000005,0.39711000000000002,0.52429999999999999,0.52034999999999998,0.52,0.54713999999999996,0.49351,0.53159000000000001,0.55664999999999998,0.46095999999999998,1.4862999999999999E-2,1.3708E-2,0.10173,9.4796000000000005E-2,0.20982000000000001,0.18246999999999999,0.84416000000000002,0.75634000000000001,0.84389999999999998,0.68127000000000004,0.84286000000000005,0.21801000000000001,0.78900999999999999,0.78634000000000004,0.82935000000000003,0.66554999999999997,0.28758,0.217,0.25452000000000002,0.16718,0.36325000000000002,0.32600000000000001,0.61599999999999999,0.43253000000000003,0.54132999999999998,0.33994000000000002,0.32837,0.36375000000000002,0.3155,0.31863999999999998,0.33384000000000003,0.30980999999999997,0.32917000000000002,0.57181999999999999,0.38685000000000003,0.22222,0.30618000000000001,0.37797999999999998,0.36,0.32,0.20408000000000001,0.28866000000000003,0.26,0.35844999999999999,0.53737000000000001,0.31752999999999998,0.46598000000000001,0.33966000000000002,0.44485000000000002,0.13938999999999999,0.17113,0.18586,0.33401999999999998,0.24518000000000001,0.37103999999999998,0.22175,0.38239000000000001,0.42797000000000002,0.49985000000000002,0.50038000000000005,0.54357999999999995,0.50390999999999997,0.50173999999999996,0.49025000000000002,0.46829999999999999,0.32095000000000001,0.33883000000000002,0.44516,0.60757000000000005,0.45362000000000002,0.47210999999999997,0.18995000000000001,0.24109,0.38247999999999999,0.47876000000000002,0.46240999999999999,0.48338999999999999,0.43267,0.40438000000000002,0.10165,0.56630999999999998,0.20133000000000001,0.53469,0.37731999999999999,0.18586,0.30417,8.4486000000000006E-2,0.23819000000000001,0.70211000000000001,0.33907999999999999,0.25281999999999999,0.28952,0.27399000000000001,0.28950999999999999,0.26441999999999999,0.20996999999999999,0.22866,0.26023000000000002,0.25052999999999997,0.47599000000000002,0.38808999999999999,0.34510999999999997,0.31453999999999999,0.40139000000000002,0.28534999999999999,0.38473000000000002,0.42614999999999997,0.36177999999999999,0.34955999999999998,0.43543999999999999,0.21612000000000001,0.20119000000000001,0.23746,0.58865000000000001,0.72,0.63500000000000001,0.59253,0.51658999999999999,0.63288999999999995,0.49393999999999999,0.59980999999999995,0.69428000000000001,0.63912999999999998,0.67664999999999997,0.58269000000000004,0.63912999999999998,0.68144000000000005,0.56493000000000004,0.64588000000000001,0.67698999999999998,0.86719000000000002,0.63732999999999995,0.70615000000000006,0.79695000000000005,0.76095999999999997,0.80866000000000005,0.77549999999999997,0.72319999999999995,0.82782999999999995,0.87902999999999998,0.72882000000000002,0.68135000000000001,0.67237999999999998,0.77653000000000005,0.67213999999999996,0.66732000000000002,0.66185000000000005,0.63666999999999996,0.65605000000000002,0.76188,0.70452000000000004,0.56830999999999998,0.56872,0.57135999999999998,0.88844999999999996,0.64766000000000001,0.80784999999999996,0.77898999999999996,0.80964999999999998,0.81286000000000003,0.81777999999999995,0.86690999999999996,0.67573000000000005,0.71633000000000002,0.65820999999999996,0.76041000000000003,0.76827000000000001,0.68550999999999995,0.76671999999999996,0.8538,0.69969000000000003,0.72128999999999999,0.86387999999999998,0.64083999999999997,0.77551000000000003,0.80940999999999996,0.66793000000000002,0.66676999999999997,0.61065000000000003,0.59572999999999998,0.61094000000000004,0.59989999999999999,0.63385000000000002,0.63224999999999998,0.61170000000000002,0.78474999999999995,0.87878000000000001,0.61443999999999999,0.62560000000000004,0.85009999999999997,0.74304000000000003,0.68035999999999996,0.60712999999999995,0.51887000000000005,0.76988000000000001,0.83335999999999999,0.66224000000000005,0.64768999999999999,0.67340999999999995,0.47434999999999999,0.67237000000000002,0.68940999999999997,0.85263,0.76200000000000001,0.79395000000000004,0.76685000000000003,0.83359000000000005,0.68172999999999995,0.68245999999999996,0.69003999999999999,0.75356999999999996,0.91757999999999995,0.77983999999999998,0.73601000000000005,0.92791000000000001,0.87673000000000001,0.80388000000000004,0.64897000000000005,0.67673000000000005,0.74373,0.65537000000000001,0.56406999999999996,0.67045999999999994,0.40978999999999999,0.83418000000000003,0.81513000000000002,0.60450000000000004,0.6179,0.68037000000000003,0.61985999999999997,0.51646000000000003,0.53681999999999996,0.68266000000000004,0.58936999999999995,0.61524999999999996,0.53146000000000004,0.50743000000000005,0.59489000000000003,0.52576000000000001,0.60451999999999995,0.49347000000000002,0.54920000000000002,0.97914000000000001,0.98065000000000002,0.94264999999999999,7.228862015029253E-3,0.84001000000000003,0.79832999999999998,0.76387000000000005,0.95078389993769119,0.10594000000000001,0.23913000000000001,0.30430000000000001,0.41108,0.60435000000000005,0.79498999999999997,0.92481000000000002,0.98821000000000003,1,0.8,0.72330000000000005,2.0719999999999999E-4,2.72E-4,1.5979779418557882E-3,1.7347924876958132E-3,1.2575241271406412E-3,2.4553074035793543E-3,1.8877412658184767E-3,3.1963498331606388E-3,2.4305609986186028E-3,3.371246624737978E-3,3.2023012172430754E-3,3.5803776700049639E-3,2.4755336344242096E-3,2.4958169087767601E-3,2.6219452265650034E-3,3.1477937009185553E-3,2.4552950635552406E-3,3.3029129263013601E-3,3.0503799207508564E-3,3.3436235971748829E-3,2.0001879893243313E-3,2.4256543256342411E-3,2.2810001391917467E-3,3.0711570288985968E-3,3.3089467324316502E-3,2.9586134478449821E-3,2.4817651137709618E-3,2.8070323169231415E-3,null,null,null,null,null,0.111119,0.163637,0.19209999999999999,8.8536000000000004E-2,0,3.7300000000000001E-4,3.055E-3,0,0,0.26819999999999999,0.19439999999999999,1.7982999999999999E-2,0]
[548,0.48834,0.56993000000000005,0.60319999999999996,0.59782000000000002,0.53361000000000003,0.63060000000000005,0.49926999999999999,0.63021000000000005,0.63941999999999999,0.67366000000000004,0.66861999999999999,0.63983999999999996,0.57493000000000005,0.46100999999999998,0.67874000000000001,0.71992999999999996,0.6472,0.57155,0.39298,0.46211999999999998,0.34010000000000001,0.45572000000000001,0.42076000000000002,0.52917999999999998,0.38723999999999997,0.53108,0.39293,0.51783000000000001,0.37030000000000002,0.59306000000000003,0.59845000000000004,0.11873,0.59240000000000004,0.56886999999999999,0.57004999999999995,0.53871000000000002,0.59985999999999995,0.55318999999999996,0.54230999999999996,0.60062000000000004,0.63224000000000002,0.54522000000000004,0.60124999999999995,0.59216999999999997,0.54323999999999995,0.60211999999999999,0.54649000000000003,0.57764000000000004,0.59831999999999996,0.59733999999999998,0.59833999999999998,0.52920999999999996,0.57130999999999998,0.59904000000000002,0.49317,3.8137999999999998E-2,3.4925999999999999E-2,0.24443999999999999,0.25433,0.48794999999999999,0.45766000000000001,0.18961,0.38024999999999998,0.19023999999999999,0.44757999999999998,0.45713999999999999,0.39678000000000002,0.33224999999999999,0.44023000000000001,0.31974000000000002,0.38519999999999999,0.51471999999999996,0.41932999999999998,0.66713,0.32282,0.38303999999999999,0.34634999999999999,0.65200000000000002,0.45673000000000002,0.57091000000000003,0.36005999999999999,0.34738999999999998,0.38418000000000002,0.35210000000000002,0.33828999999999998,0.35138999999999998,0.33069999999999999,0.36452000000000001,0.59585999999999995,0.39163999999999999,0.22828000000000001,0.30986999999999998,0.38206000000000001,0.36388999999999999,0.32,0.20408000000000001,0.29485,0.26,0.36288999999999999,0.54545999999999994,0.30309000000000003,0.47422999999999998,0.38241999999999998,0.48641000000000001,0.12525,0.14845,0.14949000000000001,0.29691000000000001,0.17097999999999999,0.25874999999999998,0.16692000000000001,0.21196000000000001,0.26103999999999999,0.56791999999999998,0.39302999999999999,0.37906000000000001,0.39568999999999999,0.35292000000000001,0.52803999999999995,0.40178999999999998,0.23952000000000001,0.27931,0.3715,0.64088999999999996,0.32406000000000001,0.57135000000000002,0.14233999999999999,0.18551999999999999,0.50719999999999998,0.47870000000000001,0.47198000000000001,0.49340000000000001,0.44163000000000002,0.41276000000000002,6.3391000000000003E-2,0.56623000000000001,0.46245000000000003,0.49184,0.35464000000000001,0.14949000000000001,0.25833,9.8762000000000003E-2,0.14427000000000001,0.57428999999999997,0.33911000000000002,0.17935000000000001,0.20585000000000001,0.1946,0.20535999999999999,0.18769,0.14935999999999999,0.16233,0.18482000000000001,0.17884,0.46446999999999999,0.27749000000000001,0.24651000000000001,0.22470000000000001,0.28697,0.20352999999999999,0.27531,0.30453000000000002,0.25921,0.25015999999999999,0.26690000000000003,0.14152000000000001,0.16125,0.18795999999999999,0.62851999999999997,0.78400000000000003,0.64056000000000002,0.60801000000000005,0.54252,0.65012000000000003,0.51780000000000004,0.62375999999999998,0.73580000000000001,0.65619000000000005,0.72089000000000003,0.59558,0.65619000000000005,0.70155999999999996,0.61409000000000002,0.69316999999999995,0.71867000000000003,0.90478999999999998,0.69413000000000002,0.72638000000000003,0.82477999999999996,0.78398000000000001,0.84372000000000003,0.80779999999999996,0.75322999999999996,0.86858999999999997,0.91688000000000003,0.78095000000000003,0.72404000000000002,0.71487999999999996,0.82086000000000003,0.71421999999999997,0.71204000000000001,0.70681000000000005,0.68120999999999998,0.68527000000000005,0.80774999999999997,0.71716000000000002,0.57672000000000001,0.61612,0.61765000000000003,0.92718,0.68291000000000002,0.85143000000000002,0.81637000000000004,0.85267999999999999,0.85626000000000002,0.86009000000000002,0.90686,0.71458999999999995,0.75649999999999995,0.70777999999999996,0.80184999999999995,0.80596999999999996,0.73140000000000005,0.80271000000000003,0.89346000000000003,0.75802000000000003,0.75178,0.89410000000000001,0.68264000000000002,0.80550999999999995,0.84179999999999999,0.68540999999999996,0.75131000000000003,0.68332000000000004,0.66998999999999997,0.68432000000000004,0.67471000000000003,0.68481000000000003,0.68317000000000005,0.65530999999999995,0.82423000000000002,0.92266000000000004,0.66408999999999996,0.67066999999999999,0.88324000000000003,0.80628999999999995,0.79393000000000002,0.72069000000000005,0.53890000000000005,0.80937999999999999,0.85224999999999995,0.70282,0.66869000000000001,0.71935000000000004,0.49795,0.69852999999999998,0.74202999999999997,0.88256000000000001,0.78781999999999996,0.82079000000000002,0.79327999999999999,0.86062000000000005,0.74802000000000002,0.73677999999999999,0.70155999999999996,0.79747000000000001,0.95106999999999997,0.81633999999999995,0.77002999999999999,0.97126999999999997,0.92291999999999996,0.85663,0.69747000000000003,0.72485999999999995,0.76656999999999997,0.69857000000000002,0.59523999999999999,0.70232000000000006,0.42551,0.87131999999999998,0.84601000000000004,0.64295999999999998,0.66247,0.71662000000000003,0.65585000000000004,0.58076000000000005,0.56020000000000003,0.69267000000000001,0.59687999999999997,0.62311000000000005,0.54461000000000004,0.51980999999999999,0.68045,0.56845000000000001,0.64031000000000005,0.50860000000000005,0.55530999999999997,0.98977999999999999,0.98648999999999998,0.94411999999999996,7.2143521964957869E-3,0.83503000000000005,0.79105000000000003,0.75470999999999999,0.95789595075429035,0.11774999999999999,0.25689000000000001,0.32362000000000002,0.43171999999999999,0.62451000000000001,0.81164999999999998,0.93542000000000003,0.99217999999999995,1,0,0.66856000000000004,0,0,1.7792513826861978E-3,1.872807159088552E-3,1.2917143758386374E-3,2.3515960201621056E-3,1.598242437466979E-3,2.7212481945753098E-3,1.8962118774652481E-3,2.6630284264683723E-3,2.4267244152724743E-3,2.7586803771555424E-3,2.6837026234716177E-3,2.5328192859888077E-3,2.5674412027001381E-3,2.8291698545217514E-3,1.9697239622473717E-3,2.8097254689782858E-3,2.3777191527187824E-3,2.8480701148509979E-3,2.2122245281934738E-3,2.3168211337178946E-3,2.0946620497852564E-3,2.9771951958537102E-3,2.9801628552377224E-3,2.7048704214394093E-3,2.5829749647527933E-3,2.8531788848340511E-3,null,null,null,null,null,0.19748199999999999,0.27418399999999998,0.23960000000000001,0.16978599999999999,4.9200000000000003E-4,3.8210000000000002E-3,4.9430000000000003E-3,0,0,0.29899999999999999,0.23169999999999999,4.7846E-2,0]
[553,0.34233999999999998,0.44053999999999999,0.47754999999999997,0.47464000000000001,0.38700000000000001,0.50175000000000003,0.32361000000000001,0.40111000000000002,0.42563000000000001,0.24953,0.24102000000000001,0.23476,0.24747,0.22481999999999999,0.51585000000000003,0.58523000000000003,0.50871999999999995,0.34591,0.20218,0.26767000000000002,0.15645999999999999,0.28908,0.22356999999999999,0.33933999999999997,0.20882999999999999,0.37212000000000001,0.23579,0.30354999999999999,0.17449000000000001,0.20868999999999999,0.21554999999999999,0.10921,0.19316,0.17837,0.17852000000000001,0.12554999999999999,0.19020000000000001,0.14779999999999999,0.12942999999999999,0.19175,0.22256000000000001,0.13219,0.19283,0.17502000000000001,0.13142000000000001,0.19455,0.13486000000000001,0.17835000000000001,0.18859999999999999,0.18410000000000001,0.18295,0.16780999999999999,0.18064,0.18909000000000001,0.15684999999999999,5.6593999999999998E-2,4.9607999999999999E-2,0.34533000000000003,0.34959000000000001,0.71014999999999995,0.66112000000000004,0.16103999999999999,0.29948999999999998,0.16342000000000001,0.38674999999999998,0.43713999999999997,6.3245999999999997E-2,0.23222000000000001,0.37175999999999998,0.21482000000000001,0.31531999999999999,9.6979999999999997E-2,2.2782E-2,0.20905000000000001,3.9794999999999997E-2,0.39717000000000002,0.36099999999999999,0.67200000000000004,0.47284999999999999,0.59269000000000005,0.37524999999999997,0.36155999999999999,0.39984999999999998,0.36882999999999999,0.35308,0.36502000000000001,0.34461999999999998,0.38058999999999998,0.61477999999999999,0.39174999999999999,0.23232,0.3125,0.38363999999999998,0.36368,0.32,0.20408000000000001,0.29897000000000001,0.26,0.36307,0.54545999999999994,0.29897000000000001,0.47422999999999998,0.41970000000000002,0.51234000000000002,0.12121,0.13814000000000001,0.12928999999999999,0.27628999999999998,0.12897,0.1951,0.13156999999999999,0.13658999999999999,0.16807,0.49792999999999998,0.27728000000000003,0.28571999999999997,0.27878999999999998,0.23691999999999999,0.44669999999999999,0.29632999999999998,0.18704999999999999,0.23380000000000001,0.31285000000000002,0.53483999999999998,0.21942999999999999,0.52351000000000003,0.1114,0.14821999999999999,0.49764999999999998,0.38612000000000002,0.38567000000000001,0.40316999999999997,0.36087000000000002,0.33728000000000002,4.5122000000000002E-2,0.45672000000000001,0.63939999999999997,0.47347,0.34433000000000002,0.13535,0.23749999999999999,0.13785,0.12107999999999999,0.52063000000000004,0.33867000000000003,0.13725000000000001,0.15851999999999999,0.14906,0.15786,0.14396,0.11529,0.12543000000000001,0.14246,0.13793,0.45648,0.21334,0.18984000000000001,0.17323,0.22005,0.15720000000000001,0.21113000000000001,0.23413999999999999,0.19875999999999999,0.19167999999999999,0.21085000000000001,0.13059000000000001,0.15079999999999999,0.17369000000000001,0.65305999999999997,0.81799999999999995,0.64095000000000002,0.62595000000000001,0.56611999999999996,0.67234000000000005,0.54091,0.64393999999999996,0.75976999999999995,0.66117000000000004,0.75124000000000002,0.59857000000000005,0.66117000000000004,0.71221999999999996,0.64700999999999997,0.73068999999999995,0.74541000000000002,0.92567999999999995,0.73204000000000002,0.73472999999999999,0.83482999999999996,0.79224000000000006,0.86458000000000002,0.82777000000000001,0.77044000000000001,0.89268999999999998,0.94055,0.81410000000000005,0.75456999999999996,0.74561999999999995,0.85114000000000001,0.74499000000000004,0.74251,0.73651,0.71030000000000004,0.70872000000000002,0.83540000000000003,0.72099000000000002,0.57857999999999998,0.64981999999999995,0.65347999999999995,0.94747000000000003,0.69857999999999998,0.87636999999999998,0.83716999999999997,0.87829000000000002,0.88119000000000003,0.88502999999999998,0.93269000000000002,0.73894000000000004,0.78161000000000003,0.74031999999999998,0.83028000000000002,0.83340000000000003,0.76280000000000003,0.82287999999999994,0.91539999999999999,0.79515000000000002,0.77066999999999997,0.90778999999999999,0.71248999999999996,0.81860999999999995,0.85392999999999997,0.69106000000000001,0.80871000000000004,0.73460000000000003,0.72253000000000001,0.73597000000000001,0.72757000000000005,0.72160999999999997,0.72174000000000005,0.68798000000000004,0.85050999999999999,0.94645999999999997,0.70116999999999996,0.70745000000000002,0.90525999999999995,0.84968999999999995,0.86168,0.80115000000000003,0.55325000000000002,0.83511000000000002,0.85858999999999996,0.72921000000000002,0.67600000000000005,0.74972000000000005,0.51280000000000003,0.72038999999999997,0.77630999999999994,0.89978000000000002,0.80305000000000004,0.83684999999999998,0.80837000000000003,0.87675000000000003,0.79603999999999997,0.76846999999999999,0.70328000000000002,0.82777999999999996,0.96789000000000003,0.83126999999999995,0.78332000000000002,0.98907,0.94364999999999999,0.88619999999999999,0.72875999999999996,0.75646999999999998,0.77566999999999997,0.72728999999999999,0.62134999999999996,0.73033999999999999,0.43273,0.88822999999999996,0.85834999999999995,0.67437000000000002,0.69015000000000004,0.74816000000000005,0.67490000000000006,0.60509999999999997,0.57716000000000001,0.69325999999999999,0.59738000000000002,0.62375000000000003,0.54883000000000004,0.52375000000000005,0.73885000000000001,0.60558000000000001,0.67188999999999999,0.52073999999999998,0.56320000000000003,0.98607999999999996,0.97962000000000005,0.93486000000000002,7.1351624095007584E-3,0.82284999999999997,0.77791999999999994,0.74080999999999997,0.95719556071726775,0.12670000000000001,0.26994000000000001,0.33767000000000003,0.44652999999999998,0.63868999999999998,0.82311999999999996,0.94247000000000003,0.99450000000000005,1,0,0.70484000000000002,0,0,2.0476139616221189E-3,2.0740216132253408E-3,1.4886317076161504E-3,2.3298310115933418E-3,1.5652943402528763E-3,2.453832421451807E-3,1.6800593584775925E-3,2.2638191003352404E-3,2.0239688456058502E-3,2.2907776292413473E-3,2.8907025698572397E-3,2.5658740196377039E-3,2.6483961846679449E-3,2.6493384502828121E-3,1.80641352199018E-3,2.5235305074602365E-3,2.0703291520476341E-3,2.5504545774310827E-3,2.4548319634050131E-3,2.3621721193194389E-3,2.1640632767230272E-3,2.9127560555934906E-3,2.7863876894116402E-3,2.6479107327759266E-3,2.7040946297347546E-3,2.8895994182676077E-3,null,null,null,null,null,0.28759400000000002,0.36615999999999999,0.28320000000000001,0.253025,3.6939999999999998E-3,4.5690000000000001E-3,9.0530000000000003E-3,0,0,0.33489999999999998,0.25940000000000002,7.6552999999999996E-2,0]
[558,0.32100000000000001,0.44402000000000003,0.49652000000000002,0.50693999999999995,0.36575000000000002,0.50856000000000001,0.28372999999999998,0.34522000000000003,0.38491999999999998,7.2248999999999994E-2,6.4606999999999998E-2,6.8758E-2,0.21625,0.21790999999999999,0.52505999999999997,0.5998,0.54791999999999996,0.2974,0.20421,0.22539999999999999,0.15387999999999999,0.25131999999999999,0.22414999999999999,0.29949999999999999,0.20738000000000001,0.35432000000000002,0.24895999999999999,0.26416000000000001,0.17741000000000001,0.11768000000000001,0.12141,0.11409999999999999,8.6898000000000003E-2,4.6072000000000002E-2,6.9657999999999998E-2,3.0511E-2,5.0051999999999999E-2,5.2012999999999997E-2,3.2175000000000002E-2,5.1808E-2,7.1643999999999999E-2,3.3654999999999997E-2,5.3461000000000002E-2,5.1804000000000003E-2,3.499E-2,5.5336000000000003E-2,3.6982000000000001E-2,6.1654E-2,7.0778999999999995E-2,6.2968999999999997E-2,5.7174999999999997E-2,4.5580000000000002E-2,4.8805000000000001E-2,5.0922000000000002E-2,4.2838000000000001E-2,7.1346000000000007E-2,6.2060999999999998E-2,0.41041,0.40162999999999999,0.82206000000000001,0.74309000000000003,0.14026,0.29769000000000001,0.18049000000000001,0.40933000000000003,0.52856999999999998,4.0335000000000003E-2,0.21604000000000001,0.39633000000000002,0.20544000000000001,0.36180000000000001,3.0466E-2,1.4609E-2,4.4956999999999997E-2,2.0763E-2,0.41025,0.37792999999999999,0.69199999999999995,0.48981000000000002,0.61417999999999995,0.39090999999999998,0.37639,0.41571999999999998,0.38128000000000001,0.36815999999999999,0.37914999999999999,0.35918,0.39361000000000002,0.63329999999999997,0.38968999999999998,0.23232,0.31304999999999999,0.38135000000000002,0.36207,0.32,0.2102,0.29897000000000001,0.26,0.36104000000000003,0.54545999999999994,0.29897000000000001,0.47422999999999998,0.45384999999999998,0.53796999999999995,0.11515,0.13402,0.11515,0.26185999999999998,9.5499000000000001E-2,0.1444,0.10211000000000001,9.1165999999999997E-2,0.10897,0.36997999999999998,0.18099000000000001,0.21146000000000001,0.18076999999999999,0.15203,0.32284000000000002,0.19600000000000001,0.14346,0.19117999999999999,0.25688,0.38272,0.14269999999999999,0.40337000000000001,8.5680000000000006E-2,0.11595999999999999,0.40837000000000001,0.26967000000000002,0.27181,0.28414,0.25433,0.23771,3.2504999999999999E-2,0.31896000000000002,0.61045000000000005,0.45713999999999999,0.34021000000000001,0.12525,0.22292000000000001,0.22724,0.12662999999999999,0.51122000000000001,0.34051999999999999,0.10491,0.12391000000000001,0.11479,0.12218999999999999,0.11057,9.1456999999999997E-2,9.9099999999999994E-2,0.11167000000000001,0.10588,0.45013999999999998,0.16511000000000001,0.14763999999999999,0.13511000000000001,0.16850999999999999,0.12311999999999999,0.16127,0.18,0.15134,0.14560999999999999,0.20785999999999999,0.15268999999999999,0.15348000000000001,0.17460000000000001,0.67523,0.84199999999999997,0.63697000000000004,0.64603999999999995,0.59401000000000004,0.69826999999999995,0.55440999999999996,0.65788000000000002,0.77881999999999996,0.66093000000000002,0.78085000000000004,0.59723000000000004,0.66093000000000002,0.72031999999999996,0.67691000000000001,0.77112999999999998,0.77056999999999998,0.94589000000000001,0.76817999999999997,0.73902999999999996,0.83831999999999995,0.79503000000000001,0.88204000000000005,0.84555000000000002,0.78368000000000004,0.91356999999999999,0.95662000000000003,0.84453,0.78605000000000003,0.77832000000000001,0.87802999999999998,0.77610999999999997,0.77124999999999999,0.76593999999999995,0.73848000000000003,0.73573999999999995,0.85953999999999997,0.72167000000000003,0.57784999999999997,0.68367,0.69115000000000004,0.95901999999999998,0.70733999999999997,0.89798999999999995,0.85450999999999999,0.89995000000000003,0.90190000000000003,0.90600999999999998,0.94972999999999996,0.76232999999999995,0.80533999999999994,0.77280000000000004,0.85794000000000004,0.86116000000000004,0.79274999999999995,0.83460999999999996,0.92981999999999998,0.82925000000000004,0.78763000000000005,0.91620999999999997,0.74275999999999998,0.82906000000000002,0.85870000000000002,0.69194999999999995,0.86411000000000004,0.78403,0.77346000000000004,0.78571000000000002,0.77873999999999999,0.75868000000000002,0.76176999999999995,0.72155000000000002,0.87197999999999998,0.96631,0.73933000000000004,0.74726999999999999,0.92593000000000003,0.88721000000000005,0.92052,0.87609000000000004,0.57028000000000001,0.86085,0.86014000000000002,0.75590999999999997,0.67837999999999998,0.77927999999999997,0.52681999999999995,0.74148000000000003,0.80839000000000005,0.91422999999999999,0.81613999999999998,0.85082999999999998,0.82094,0.89075000000000004,0.84284000000000003,0.79515000000000002,0.70045000000000002,0.85828000000000004,0.98089000000000004,0.83913000000000004,0.79025999999999996,0.99766999999999995,0.95489000000000002,0.91035999999999995,0.75780999999999998,0.78793000000000002,0.78078999999999998,0.75607999999999997,0.65324000000000004,0.76244999999999996,0.43587999999999999,0.90632999999999997,0.87451999999999996,0.70928999999999998,0.72170000000000001,0.77803,0.70223000000000002,0.62297999999999998,0.59101000000000004,0.68981999999999999,0.59448999999999996,0.62080999999999997,0.54959000000000002,0.52439000000000002,0.79327999999999999,0.64675000000000005,0.70701999999999998,0.53603000000000001,0.57238,0.97484999999999999,0.96540000000000004,0.91873000000000005,6.982837543523795E-3,0.80491999999999997,0.75949,0.72199999999999998,0.95260629202283531,0.13608999999999999,0.28327999999999998,0.35192000000000001,0.46138000000000001,0.65266999999999997,0.83418999999999999,0.94906000000000001,0.99639,1,0,0.74485000000000001,0,0,2.4091913364827633E-3,2.3465394042432308E-3,1.8106707138940692E-3,2.3403591476380825E-3,1.6580859664827585E-3,2.2315543610602617E-3,1.5796066727489233E-3,1.9492388237267733E-3,1.7387882107868791E-3,1.910387771204114E-3,3.1452795956283808E-3,2.6243487372994423E-3,2.8246163856238127E-3,2.4962390307337046E-3,1.783886575140059E-3,2.2867219522595406E-3,1.8967865034937859E-3,2.3117493838071823E-3,2.7676911558955908E-3,2.4971251841634512E-3,2.37609026953578E-3,2.8617589268833399E-3,2.6201466098427773E-3,2.6460413355380297E-3,2.8549912385642529E-3,2.9385332018136978E-3,null,null,null,null,null,0.39774999999999999,0.468968,0.33200000000000002,0.35915200000000003,7.45E-3,9.6120000000000008E-3,1.6341000000000001E-2,0,0,0.37359999999999999,0.30009999999999998,9.5122999999999999E-2,0]
[563,0.33749000000000001,0.48598999999999998,0.55717000000000005,0.58587,0.38130999999999998,0.55215999999999998,0.28691,0.34504000000000001,0.3992,3.8459E-2,3.1685999999999999E-2,3.9602999999999999E-2,0.22319,0.22291,0.56128999999999996,0.64175000000000004,0.62858000000000003,0.29766999999999999,0.20641999999999999,0.22298999999999999,0.15289,0.24923000000000001,0.22083,0.29974000000000001,0.20766000000000001,0.37019000000000002,0.26012000000000002,0.27228000000000002,0.18303,0.10949,0.11146,0.13455,7.0479E-2,1.4489E-2,5.3594000000000003E-2,1.1324000000000001E-2,1.5618999999999999E-2,3.3791000000000002E-2,1.1755E-2,1.6997000000000002E-2,4.2597999999999997E-2,1.3041000000000001E-2,1.8461000000000002E-2,2.8903999999999999E-2,1.4135E-2,1.9776999999999999E-2,1.5495E-2,4.2506000000000002E-2,5.3398000000000001E-2,4.2702999999999998E-2,3.4863999999999999E-2,1.5934E-2,1.7115999999999999E-2,1.7892999999999999E-2,1.4926E-2,0.25530999999999998,0.11157,0.67630000000000001,0.5968,0.93589,0.82645000000000002,0.16883000000000001,0.36920999999999998,0.18781,0.45379000000000003,0.55142999999999998,6.4363000000000004E-2,0.29774,0.45317000000000002,0.26795000000000002,0.40331,2.81E-2,1.3448E-2,3.9378000000000003E-2,1.8322999999999999E-2,0.42473,0.39395000000000002,0.70599999999999996,0.50699000000000005,0.63468999999999998,0.40684999999999999,0.39107999999999998,0.43142000000000003,0.38274999999999998,0.38335000000000002,0.39306999999999997,0.37404999999999999,0.39362999999999998,0.65163000000000004,0.3866,0.23232,0.31198999999999999,0.37623000000000001,0.35833999999999999,0.32,0.22040999999999999,0.31134000000000001,0.26,0.35698999999999997,0.55152000000000001,0.30514999999999998,0.46804000000000001,0.48326000000000002,0.56560999999999995,0.11111,0.12784000000000001,0.10505,0.25155,6.9816000000000003E-2,0.10542,7.8014E-2,6.2244000000000001E-2,7.3400999999999994E-2,0.2457,0.12013,0.15429999999999999,0.11656,0.10004,0.21157000000000001,0.12562000000000001,0.10959000000000001,0.15115999999999999,0.20432,0.25002999999999997,9.8432000000000006E-2,0.27363999999999999,6.4892000000000005E-2,8.9260000000000006E-2,0.29269000000000001,0.17455999999999999,0.17651,0.18451000000000001,0.16517999999999999,0.15440999999999999,2.3927E-2,0.20641999999999999,0.40948000000000001,0.4551,0.34638999999999998,0.12726999999999999,0.21875,0.41887999999999997,0.16478000000000001,0.53754999999999997,0.34677000000000002,8.3157999999999996E-2,0.10548,9.3722E-2,0.1014,8.8872999999999994E-2,8.1884999999999999E-2,8.7470999999999993E-2,9.6573999999999993E-2,8.3764000000000005E-2,0.44823000000000002,0.13525000000000001,0.12236,0.11305999999999999,0.13361000000000001,0.10407,0.12701999999999999,0.14388000000000001,0.11768000000000001,0.11232,0.27184999999999998,0.22847000000000001,0.16639000000000001,0.18734999999999999,0.69464000000000004,0.86799999999999999,0.63083,0.66608000000000001,0.63641999999999999,0.72980999999999996,0.56660999999999995,0.66761999999999999,0.78829000000000005,0.65712000000000004,0.81118999999999997,0.59250999999999998,0.65712000000000004,0.72575999999999996,0.70243,0.81327000000000005,0.79405000000000003,0.95972000000000002,0.80261000000000005,0.73726999999999998,0.83628999999999998,0.79161999999999999,0.89793999999999996,0.86133999999999999,0.79388999999999998,0.93186000000000002,0.96821999999999997,0.86900999999999995,0.81489999999999996,0.80759000000000003,0.89888999999999997,0.80454999999999999,0.80025000000000002,0.79591000000000001,0.76817999999999997,0.76610999999999996,0.88144999999999996,0.71579999999999999,0.57247000000000003,0.71765000000000001,0.72528999999999999,0.96638999999999997,0.71113999999999999,0.91669999999999996,0.86495999999999995,0.91810999999999998,0.91964999999999997,0.92361000000000004,0.96243999999999996,0.78502000000000005,0.82196999999999998,0.80374000000000001,0.88055000000000005,0.88458000000000003,0.82318999999999998,0.84141999999999995,0.93459999999999999,0.86107999999999996,0.7964,0.91691,0.77412000000000003,0.82696999999999998,0.85555000000000003,0.68911,0.90993000000000002,0.83042000000000005,0.82172999999999996,0.83299999999999996,0.82711999999999997,0.79447999999999996,0.79940999999999995,0.75453999999999999,0.89,0.98175000000000001,0.77692000000000005,0.78608999999999996,0.94249000000000005,0.92127000000000003,0.96084000000000003,0.93562999999999996,0.59265000000000001,0.88219000000000003,0.85436000000000001,0.77939999999999998,0.67884999999999995,0.80867999999999995,0.54040999999999995,0.76544000000000001,0.83742000000000005,0.92191000000000001,0.82318000000000002,0.85887999999999998,0.82732000000000006,0.89795999999999998,0.88192999999999999,0.81923999999999997,0.69362000000000001,0.88285999999999998,0.99097999999999997,0.84031,0.79176000000000002,0.99990999999999997,0.95952000000000004,0.93045,0.78563000000000005,0.81969999999999998,0.77985000000000004,0.78408999999999995,0.68842999999999999,0.79530000000000001,0.43559999999999999,0.92166999999999999,0.88402000000000003,0.74185999999999996,0.75380999999999998,0.80315999999999999,0.72780999999999996,0.64012000000000002,0.60133000000000003,0.68308999999999997,0.58862999999999999,0.61482000000000003,0.54713000000000001,0.52200999999999997,0.84450000000000003,0.69320000000000004,0.74731000000000003,0.55091000000000001,0.58559000000000005,0.96377999999999997,0.95169999999999999,0.90339000000000003,6.8510662454076996E-3,0.78808,0.74222999999999995,0.70442000000000005,0.94789164472259291,0.14593999999999999,0.29691000000000001,0.36636000000000002,0.47626000000000002,0.66642999999999997,0.84489000000000003,0.95520000000000005,0.99787000000000003,1,0,0.68415999999999999,0,0,2.8389154467731714E-3,2.6785482186824083E-3,2.214622450992465E-3,2.3608282208442688E-3,1.8415097147226334E-3,2.0510377362370491E-3,1.5794120263308287E-3,1.686089439317584E-3,1.5470212092623115E-3,1.6029054531827569E-3,3.417877247557044E-3,2.6958459056913853E-3,3.0682585202157497E-3,2.3597474209964275E-3,1.8533146940171719E-3,2.0968911703675985E-3,1.8415289232507348E-3,2.1225381642580032E-3,3.1251898035407066E-3,2.6980361435562372E-3,2.7062732260674238E-3,2.8077710885554552E-3,2.4755885824561119E-3,2.7111493982374668E-3,3.0249424744397402E-3,2.9901615343987942E-3,null,null,null,null,null,0.51856999999999998,0.57974199999999998,0.40060000000000001,0.48009000000000002,1.4487E-2,2.162E-2,2.8938999999999999E-2,0,0,0.42149999999999999,0.34570000000000001,0.1353,0]
[565,0.34371000000000002,0.502,0.58052999999999999,0.61690999999999996,0.38690000000000002,0.56823000000000001,0.28816999999999998,0.34516000000000002,0.40497,3.3519E-2,2.6908000000000001E-2,3.6042999999999999E-2,0.22863,0.22461,0.56979000000000002,0.65627999999999997,0.65986,0.29830000000000001,0.20727000000000001,0.22198999999999999,0.15289,0.24956999999999999,0.21875,0.30031000000000002,0.20834,0.37597000000000003,0.26421,0.27596999999999999,0.18559,0.11098,0.11254,0.14648,6.8981000000000001E-2,1.2017999999999999E-2,5.3850000000000002E-2,9.4750000000000008E-3,1.261E-2,3.2356999999999997E-2,9.443E-3,1.3729999999999999E-2,4.1563000000000003E-2,1.0543E-2,1.4819000000000001E-2,2.5361000000000002E-2,1.129E-2,1.5775999999999998E-2,1.2288E-2,4.1307999999999997E-2,5.2123999999999997E-2,4.0125000000000001E-2,3.2149999999999998E-2,1.3200999999999999E-2,1.4293E-2,1.5014E-2,1.2263E-2,0.37413000000000002,0.1411,0.83550999999999997,0.70787,0.99070999999999998,0.86407,0.19481000000000001,0.42270000000000002,0.18293000000000001,0.47620000000000001,0.52856999999999998,8.4527000000000005E-2,0.35016000000000003,0.47610999999999998,0.31411,0.41165000000000002,2.8167000000000001E-2,1.3509999999999999E-2,3.8612E-2,1.7954000000000001E-2,0.43109999999999998,0.39979999999999999,0.71,0.51382000000000005,0.64270000000000005,0.41325000000000001,0.39684999999999998,0.43774000000000002,0.38091000000000003,0.38949,0.39859,0.37974999999999998,0.39043,0.65910999999999997,0.38525999999999999,0.23232,0.31151000000000001,0.37436000000000003,0.35655999999999999,0.32,0.22449,0.31958999999999999,0.26,0.35505999999999999,0.55556000000000005,0.30928,0.46392,0.49508000000000002,0.57696999999999998,0.11111,0.12371,0.10101,0.24742,6.0727999999999997E-2,9.1588000000000003E-2,6.9115999999999997E-2,5.2571E-2,6.2039999999999998E-2,0.20033000000000001,0.10156,0.13397000000000001,9.6298999999999996E-2,8.3893999999999996E-2,0.17213999999999999,0.10292999999999999,9.7643999999999995E-2,0.13561000000000001,0.18393999999999999,0.20358000000000001,8.5544999999999996E-2,0.22447,5.7299000000000003E-2,7.9444000000000001E-2,0.24642,0.14210999999999999,0.14369000000000001,0.15018999999999999,0.13447999999999999,0.12572,2.1055000000000001E-2,0.16800999999999999,0.31248999999999999,0.45917999999999998,0.35052,0.13131000000000001,0.21875,0.51587000000000005,0.18597,0.55315000000000003,0.35015000000000002,7.6286000000000007E-2,0.10109,8.7613999999999997E-2,9.5804E-2,8.2280000000000006E-2,8.0745999999999998E-2,8.5642999999999997E-2,9.3410999999999994E-2,7.6723E-2,0.44849,0.12653,0.11527,0.10715,0.1225,9.9167000000000005E-2,0.11599,0.13256999999999999,0.10649,0.10111000000000001,0.30991999999999997,0.26955000000000001,0.17308000000000001,0.19424,0.70194999999999996,0.88,0.62827,0.67379,0.65652999999999995,0.74383999999999995,0.57232000000000005,0.67005999999999999,0.79027000000000003,0.65512999999999999,0.82355999999999996,0.59009999999999996,0.65512999999999999,0.72751999999999994,0.71187999999999996,0.83033999999999997,0.80317000000000005,0.96357999999999999,0.81593000000000004,0.73495999999999995,0.83399999999999996,0.78861000000000003,0.90419000000000005,0.86751,0.79764999999999997,0.93881999999999999,0.97262000000000004,0.87721000000000005,0.82567000000000002,0.81813000000000002,0.90622999999999998,0.81527000000000005,0.81203999999999998,0.80789999999999995,0.78029999999999999,0.77873000000000003,0.88992000000000004,0.71218999999999999,0.56949000000000005,0.73124999999999996,0.73799000000000003,0.96911999999999998,0.71143999999999996,0.92359000000000002,0.86775999999999998,0.92488000000000004,0.92637000000000003,0.93018000000000001,0.96718999999999999,0.79408999999999996,0.82691000000000003,0.81520000000000004,0.88824000000000003,0.89280000000000004,0.83574999999999999,0.84367000000000003,0.93496000000000001,0.87319999999999998,0.79773000000000005,0.91513,0.78688999999999998,0.82294,0.85218000000000005,0.68754000000000004,0.92569999999999997,0.84845000000000004,0.84060999999999997,0.85145000000000004,0.84599999999999997,0.80847000000000002,0.81383000000000005,0.76758000000000004,0.89692000000000005,0.98707,0.79179999999999995,0.80134000000000005,0.94833999999999996,0.93474999999999997,0.97202999999999995,0.95631999999999995,0.60267000000000004,0.88978000000000002,0.85007999999999995,0.78795000000000004,0.67884999999999995,0.82042999999999999,0.54568000000000005,0.77588999999999997,0.84821999999999997,0.92317000000000005,0.82438,0.86051,0.82821999999999996,0.89903,0.89593999999999996,0.82862000000000002,0.69025999999999998,0.89120999999999995,0.99465000000000003,0.83965000000000001,0.79135999999999995,1,0.96060999999999996,0.93738999999999995,0.79642999999999997,0.83240999999999998,0.77819000000000005,0.79491000000000001,0.70279999999999998,0.80842999999999998,0.43498999999999999,0.92689999999999995,0.88476999999999995,0.75378999999999996,0.76558000000000004,0.81232000000000004,0.73648000000000002,0.64639999999999997,0.60499999999999998,0.67991000000000001,0.58582000000000001,0.61194999999999999,0.54561999999999999,0.52056999999999998,0.86462000000000006,0.71286000000000005,0.76456999999999997,0.55627000000000004,0.59187000000000001,0.95938999999999997,0.94635999999999998,0.89746999999999999,6.8009064712344983E-3,0.78163000000000005,0.73563999999999996,0.69771000000000005,0.94597109619990205,0.14996000000000001,0.30241000000000001,0.37217,0.48221000000000003,0.67190000000000005,0.84911000000000003,0.95759000000000005,0.99839,1,0,0.63985999999999998,0,0,3.0279031489044428E-3,2.8153227176517248E-3,2.3859476204961538E-3,2.3749771062284708E-3,1.9329970236867666E-3,1.9934212323278189E-3,1.6034928848966956E-3,1.6000859905034304E-3,1.4939088141545653E-3,1.5003896551206708E-3,3.5262724850326777E-3,2.7227730024605989E-3,3.1831627711653709E-3,2.3148993495851755E-3,1.9060567719861865E-3,2.0305186044424772E-3,1.8468473572283983E-3,2.0569320768117905E-3,3.2755234278738499E-3,2.7966343332082033E-3,2.859561936929822E-3,2.7879057452082634E-3,2.4267628323286772E-3,2.7513678651303053E-3,3.0978370923548937E-3,3.0130916275084019E-3,null,null,null,null,null,0.56824799999999998,0.62389499999999998,0.4259,0.52980700000000003,1.9647999999999999E-2,2.8514000000000001E-2,3.8448999999999997E-2,0,0,0.45079999999999998,0.37259999999999999,0.17406099999999999,0]
[570,0.35538999999999998,0.5323,0.62636999999999998,0.68164000000000002,0.39499000000000001,0.59582999999999997,0.29066999999999998,0.34721000000000002,0.41846,2.9041000000000001E-2,2.2926999999999999E-2,3.3124000000000001E-2,0.24801999999999999,0.23457,0.59504999999999997,0.67445999999999995,0.72440000000000004,0.30043999999999998,0.20827999999999999,0.22065000000000001,0.15140000000000001,0.2545,0.22156000000000001,0.29929,0.2082,0.38486999999999999,0.27091999999999999,0.28689999999999999,0.19355,0.11483,0.11642,0.25650000000000001,6.8871000000000002E-2,1.0423E-2,5.4011000000000003E-2,8.4430000000000009E-3,1.1622E-2,3.4387000000000001E-2,8.6119999999999999E-3,1.2799E-2,4.0969999999999999E-2,9.5139999999999999E-3,1.3214E-2,2.359E-2,9.7090000000000006E-3,1.4241999999999999E-2,1.0772E-2,3.7975000000000002E-2,0.05,3.7754999999999997E-2,2.7574000000000001E-2,1.1771E-2,1.2746E-2,1.3388000000000001E-2,1.0935E-2,0.77261999999999997,0.81659000000000004,1,0.90741000000000005,0.99500999999999995,0.90129000000000004,0.38961000000000001,0.64105999999999996,0.46342,0.47866999999999998,0.55713999999999997,0.36049999999999999,0.47860000000000003,0.47848000000000002,0.57889999999999997,0.41742000000000001,4.8584000000000002E-2,1.9705E-2,5.1521999999999998E-2,2.2395000000000002E-2,0.44523000000000001,0.41604999999999998,0.73,0.53000999999999998,0.66235999999999995,0.42975999999999998,0.41127999999999998,0.45356999999999997,0.24148,0.40481,0.41271000000000002,0.39399000000000001,0.2329,0.67488000000000004,0.38057999999999997,0.22222,0.30803000000000003,0.37279000000000001,0.35507,0.31,0.26530999999999999,0.35052,0.26,0.34863,0.58586000000000005,0.35052,0.46392,0.51851999999999998,0.59191000000000005,0.11111,0.12371,9.0909000000000004E-2,0.23710999999999999,4.4995E-2,6.7279000000000005E-2,5.2540000000000003E-2,3.6104999999999998E-2,4.3214000000000002E-2,0.12912000000000001,8.0410999999999996E-2,9.7943000000000002E-2,6.5887000000000001E-2,5.9882999999999999E-2,0.11217000000000001,6.9373000000000004E-2,7.3625999999999997E-2,0.10872999999999999,0.15146999999999999,0.13442000000000001,7.4686000000000002E-2,0.14452999999999999,4.4551E-2,6.2149000000000003E-2,0.17244999999999999,9.4566999999999998E-2,9.5398999999999998E-2,9.9652000000000004E-2,8.9372999999999994E-2,8.3640999999999993E-2,1.6693E-2,0.11158,0.16062000000000001,0.47959000000000002,0.38144,0.15151999999999999,0.26041999999999998,0.79191,0.32264999999999999,0.60655999999999999,0.36903000000000002,7.9067999999999999E-2,0.12691,9.7818000000000002E-2,0.11274000000000001,8.8730000000000003E-2,0.11214,0.11579,0.12155000000000001,7.5969999999999996E-2,0.45818999999999999,0.14196,0.13313,0.127,0.1236,0.12096999999999999,0.11354,0.13789000000000001,9.9521999999999999E-2,9.1603000000000004E-2,0.50119000000000002,0.46723999999999999,0.19497,0.21718000000000001,0.71648000000000001,0.9,0.62022999999999995,0.70840000000000003,0.70082999999999995,0.78254999999999997,0.58406999999999998,0.67600000000000005,0.79025000000000001,0.64514000000000005,0.85297999999999996,0.57937000000000005,0.64514000000000005,0.73055999999999999,0.72928999999999999,0.87312999999999996,0.82467999999999997,0.97992999999999997,0.84921999999999997,0.72916999999999998,0.82828000000000002,0.78108,0.91696,0.88293999999999995,0.80471000000000004,0.95335000000000003,0.97262000000000004,0.89771999999999996,0.85419999999999996,0.84874000000000005,0.92457,0.84323999999999999,0.84275,0.83923999999999999,0.80908999999999998,0.81316999999999995,0.90713999999999995,0.70203000000000004,0.55842999999999998,0.76671,0.76976999999999995,0.96936,0.70640000000000003,0.93886999999999998,0.87126000000000003,0.94081000000000004,0.94142000000000003,0.94520000000000004,0.97006999999999999,0.81525999999999998,0.84377999999999997,0.84719999999999995,0.90747,0.91334000000000004,0.86714999999999998,0.84426000000000001,0.92908999999999997,0.90349999999999997,0.80103999999999997,0.91066999999999998,0.81915000000000004,0.81284999999999996,0.84375999999999995,0.67927000000000004,0.96513000000000004,0.89027999999999996,0.88246000000000002,0.89222999999999997,0.88871999999999995,0.84343000000000001,0.84989000000000003,0.79954999999999998,0.91222000000000003,0.99658000000000002,0.82901000000000002,0.83948999999999996,0.96004,0.95798000000000005,1,0.98851,0.63105,0.90922999999999998,0.83940999999999999,0.80930999999999997,0.67039000000000004,0.84928000000000003,0.56228999999999996,0.80413999999999997,0.87522999999999995,0.92632999999999999,0.82738,0.86460000000000004,0.83048,0.90169999999999995,0.92893000000000003,0.85124999999999995,0.67818999999999996,0.91403999999999996,1,0.83259000000000005,0.78791999999999995,0.99429000000000001,0.95592999999999995,0.95476000000000005,0.82343,0.86338000000000004,0.76146000000000003,0.82272999999999996,0.74921000000000004,0.84321999999999997,0.43269000000000002,0.94171000000000005,0.90156000000000003,0.79044000000000003,0.80432999999999999,0.84865999999999997,0.73577000000000004,0.65847999999999995,0.61272000000000004,0.67,0.57684000000000002,0.60235000000000005,0.53971999999999998,0.51482000000000006,0.90658000000000005,0.76080000000000003,0.8044,0.57338,0.60718000000000005,0.94840999999999998,0.93301999999999996,0.88266,6.674005637917005E-3,0.76551999999999998,0.71916000000000002,0.68096000000000001,0.94103805019262354,0.16045000000000001,0.31641999999999998,0.38685000000000003,0.49711,0.68535000000000001,0.85926000000000002,0.96313000000000004,0.99931000000000003,1,0,0.69762000000000002,0,0,3.4893467091023922E-3,3.1413359101861715E-3,2.8251823969185352E-3,2.4008867330849171E-3,2.1762468386441469E-3,1.8661597277969122E-3,1.6921139322221279E-3,1.4220870798453689E-3,1.4200956793501973E-3,1.2905498733744025E-3,3.7878705188632011E-3,2.7818388771265745E-3,3.4784483723342419E-3,2.2217261139303446E-3,2.0753177814185619E-3,1.8794636707752943E-3,1.9157432252541184E-3,1.9112700829282403E-3,3.6336013581603765E-3,3.0411637853831053E-3,3.2684921752661467E-3,2.7313081081956625E-3,2.3225778713822365E-3,2.8608799912035465E-3,3.2708568032830954E-3,3.0561401508748531E-3,null,null,null,null,null,0.68892100000000001,0.73126999999999998,0.50739999999999996,0.65339499999999995,3.9176000000000002E-2,5.6089E-2,7.1329000000000004E-2,0,0,0.51559999999999995,0.43769999999999998,0.89078500000000005,2.5900000000000001E-4]
[575,0.41882000000000003,0.61377999999999999,0.72558999999999996,0.80184999999999995,0.45485999999999999,0.67371999999999999,0.35025000000000001,0.42845,0.50797000000000003,6.5951999999999997E-2,6.0817999999999997E-2,7.4274000000000007E-2,0.32454,0.27639999999999998,0.65286999999999995,0.71877000000000002,0.82367000000000001,0.36209000000000002,0.24,0.27683000000000002,0.17952000000000001,0.30234,0.25052999999999997,0.35610000000000003,0.23627000000000001,0.43895000000000001,0.29704000000000003,0.36392000000000002,0.2339,0.14707000000000001,0.14507999999999999,0.26895000000000002,9.2452000000000006E-2,4.9709000000000003E-2,7.5615000000000002E-2,3.4766999999999999E-2,5.2032000000000002E-2,6.1517000000000002E-2,3.4373000000000001E-2,5.1702999999999999E-2,6.3019000000000006E-2,3.4970000000000001E-2,5.2101000000000001E-2,4.3683E-2,3.5186000000000002E-2,5.1582000000000003E-2,3.5944999999999998E-2,6.0844000000000002E-2,6.9380999999999998E-2,5.6008000000000002E-2,4.5443999999999998E-2,4.6412000000000002E-2,5.0254E-2,5.2787000000000001E-2,4.3115000000000001E-2,0.23563000000000001,0.18335000000000001,0.79339000000000004,0.79918999999999996,0.63678999999999997,0.59582000000000002,0.18182000000000001,0.44916,0.18293000000000001,0.49809999999999999,0.48570999999999998,0.29987999999999998,0.33176,0.45606000000000002,0.32412000000000002,0.41172999999999998,0.69296999999999997,0.52376,0.54342999999999997,8.1952999999999998E-2,0.46112999999999998,0.43304999999999999,0.74,0.54583999999999999,0.68289,0.44617000000000001,0.42570999999999998,0.46847,0.17011999999999999,0.41936000000000001,0.42616999999999999,0.40981000000000001,0.18140000000000001,0.68867,0.37381999999999999,0.22222,0.30303000000000002,0.37229000000000001,0.34974,0.3,0.34694000000000003,0.42268,0.25,0.34100999999999998,0.62626000000000004,0.42268,0.45361000000000001,0.53286999999999995,0.59968999999999995,0.10101,0.12371,8.0808000000000005E-2,0.2268,3.4620999999999999E-2,5.0624000000000002E-2,4.0934999999999999E-2,2.7275000000000001E-2,3.1960000000000002E-2,8.7587999999999999E-2,7.9058000000000003E-2,7.2592000000000004E-2,4.6212000000000003E-2,4.7107000000000003E-2,7.7493000000000006E-2,4.7742E-2,5.7230000000000003E-2,8.5991999999999999E-2,0.12642,9.6298999999999996E-2,8.3545999999999995E-2,9.9822999999999995E-2,3.3881000000000001E-2,4.8037999999999997E-2,0.14543,6.7885000000000001E-2,6.8676000000000001E-2,7.1564000000000003E-2,6.4583000000000002E-2,6.0689E-2,1.5030999999999999E-2,7.9454999999999998E-2,9.2193999999999998E-2,0.54081999999999997,0.45361000000000001,0.20202000000000001,0.34375,0.80537000000000003,0.55037000000000003,0.68737000000000004,0.40233999999999998,0.10829,0.20880000000000001,0.14743000000000001,0.17591000000000001,0.12723000000000001,0.19911999999999999,0.20171,0.20605000000000001,9.9073999999999995E-2,0.48115999999999998,0.21459,0.20766999999999999,0.20304,0.16547999999999999,0.19822000000000001,0.14710000000000001,0.19148000000000001,0.12074,0.10632999999999999,0.63980000000000004,0.62450000000000006,0.21845000000000001,0.24221999999999999,0.72896000000000005,0.92,0.60950000000000004,0.73931000000000002,0.75055000000000005,0.82943999999999996,0.59697,0.68218999999999996,0.78559999999999997,0.63224000000000002,0.88288,0.56657999999999997,0.63224000000000002,0.73160000000000003,0.73967000000000005,0.91207000000000005,0.84604000000000001,0.98662000000000005,0.87856000000000001,0.71443000000000001,0.81406999999999996,0.76875000000000004,0.92832000000000003,0.89473999999999998,0.80967999999999996,0.96562000000000003,0.97262000000000004,0.91429000000000005,0.88378000000000001,0.87814000000000003,0.94401000000000002,0.87063000000000001,0.87346000000000001,0.86921000000000004,0.83938999999999997,0.84982999999999997,0.92427000000000004,0.68623000000000001,0.54603000000000002,0.80252999999999997,0.80732999999999999,0.96894000000000002,0.70135999999999998,0.95196999999999998,0.87261,0.95316000000000001,0.95399,0.95623000000000002,0.96997,0.83535999999999999,0.86531000000000002,0.87375999999999998,0.92705000000000004,0.93320999999999998,0.89614000000000005,0.83564000000000005,0.91449999999999998,0.92910000000000004,0.79847999999999997,0.89476999999999995,0.85243999999999998,0.79815000000000003,0.83026,0.66737999999999997,0.98257000000000005,0.92449999999999999,0.91896999999999995,0.92793999999999999,0.92449000000000003,0.87722,0.88341000000000003,0.83343999999999996,0.92752000000000001,1,0.86478999999999995,0.87458000000000002,0.96979000000000004,0.97962000000000005,0.99977000000000005,1,0.66778000000000004,0.92767999999999995,0.81762999999999997,0.83294999999999997,0.66191999999999995,0.87831999999999999,0.58364000000000005,0.83936999999999995,0.90397000000000005,0.92044999999999999,0.82311999999999996,0.86101000000000005,0.82762999999999998,0.89954999999999996,0.95584000000000002,0.87226999999999999,0.66269999999999996,0.93345999999999996,1,0.82176000000000005,0.77924000000000004,0.98253999999999997,0.94593000000000005,0.96516999999999997,0.85521999999999998,0.89198,0.74692000000000003,0.85718000000000005,0.80847000000000002,0.88022,0.42581999999999998,0.94457999999999998,0.90783000000000003,0.82279000000000002,0.84009999999999996,0.86897999999999997,0.75775000000000003,0.67574999999999996,0.61938000000000004,0.65673999999999999,0.56445000000000001,0.58931,0.53036000000000005,0.50571999999999995,0.94384000000000001,0.81667999999999996,0.85355000000000003,0.60204999999999997,0.63390000000000002,0.95416000000000001,0.93559000000000003,0.88249999999999995,6.6551810148314005E-3,0.76154999999999995,0.71389000000000002,0.67464999999999997,0.94411161707355551,0.17141000000000001,0.33069999999999999,0.40167999999999998,0.51200000000000001,0.69855999999999996,0.86904000000000003,0.96823999999999999,0.99983999999999995,1,0,0.70950000000000002,0,0,3.898304421454668E-3,3.4499880857765675E-3,3.237501485273242E-3,2.407110994681716E-3,2.4241607170552015E-3,1.7600826686248183E-3,1.8007290782406926E-3,1.2818792602047324E-3,1.3987240381538868E-3,1.1490931501612067E-3,4.0128212422132492E-3,2.8291819617152214E-3,3.7402985617518425E-3,2.1268357522785664E-3,2.2498401813209057E-3,1.759193604812026E-3,2.005172660574317E-3,1.7903260886669159E-3,3.9564189501106739E-3,3.271469147875905E-3,3.6518785636872053E-3,2.6665306650102139E-3,2.2379818838089705E-3,2.9821370262652636E-3,3.4185673575848341E-3,3.0801207758486271E-3,null,null,null,null,null,0.80158799999999997,0.82208800000000004,0.59719999999999995,0.76719800000000005,6.8818000000000004E-2,0.108117,0.131832,4.4183809985299744E-3,0,0.59240000000000004,0.5151,0.27133099999999999,6.8399999999999999E-15]
[582,0.41039999999999999,0.61148999999999998,0.73399999999999999,0.82786999999999999,0.43808000000000002,0.66144999999999998,0.34394999999999998,0.42820999999999998,0.51207999999999998,0.17351,0.17397000000000001,0.19413,0.40073999999999999,0.30259999999999998,0.63849,0.68701000000000001,0.84086000000000005,0.36359000000000002,0.25159999999999999,0.26823999999999998,0.18601000000000001,0.33,0.29289999999999999,0.35044999999999998,0.24607000000000001,0.42158000000000001,0.30084,0.36845,0.24943000000000001,0.27243000000000001,0.25408999999999998,0.19561999999999999,0.19306000000000001,0.19095999999999999,0.20749000000000001,0.17812,0.20102,0.20598,0.17885999999999999,0.19416,0.22117999999999999,0.17388000000000001,0.18820999999999999,0.15664,0.16721,0.18204000000000001,0.16297,0.19519,0.19264999999999999,0.17347000000000001,0.15755,0.16766,0.18154000000000001,0.19069,0.15575,0.58101999999999998,0.57550000000000001,0.43903999999999999,0.45345000000000002,0.15206,0.1174,0.23635999999999999,0.58633999999999997,0.25366,0.45395999999999997,0.47428999999999999,0.13764999999999999,0.42326000000000003,0.44991999999999999,0.42004999999999998,0.37692999999999999,0.28722999999999999,8.3679000000000003E-2,0.49235000000000001,0.23064000000000001,0.48269000000000001,0.45651999999999998,0.75800000000000001,0.56786999999999999,0.71406999999999998,0.46795999999999999,0.44585000000000002,0.48953999999999998,0.17224999999999999,0.43972,0.44536999999999999,0.43196000000000001,0.18112,0.70009999999999994,0.36634,0.20807999999999999,0.29758000000000001,0.35904999999999998,0.33878999999999998,0.28999999999999998,0.55510000000000004,0.61856,0.246,0.33006000000000002,0.77373999999999998,0.64742,0.43918000000000001,0.54154000000000002,0.60253999999999996,0.10101,0.1134,8.0808000000000005E-2,0.21648999999999999,2.9767999999999999E-2,3.9904000000000002E-2,3.2441999999999999E-2,3.3688000000000003E-2,3.3907E-2,5.6883000000000003E-2,0.11723,5.3891000000000001E-2,3.3820000000000003E-2,5.3387999999999998E-2,5.4228999999999999E-2,3.0012E-2,4.2917999999999998E-2,6.4680000000000001E-2,0.14954999999999999,7.8266000000000002E-2,0.14093,7.5495000000000007E-2,2.7466999999999998E-2,3.6533999999999997E-2,0.17616000000000001,5.5607999999999998E-2,5.7265000000000003E-2,5.8952999999999998E-2,5.4873999999999999E-2,5.2599E-2,1.8348E-2,6.2349000000000002E-2,5.6306000000000002E-2,0.71633000000000002,0.64536000000000004,0.35353000000000001,0.57082999999999995,0.43503999999999998,0.62677000000000005,0.78781999999999996,0.48153000000000001,0.22120000000000001,0.47832000000000002,0.31935000000000002,0.39116000000000001,0.26869999999999999,0.47432000000000002,0.47705999999999998,0.48021999999999998,0.19225999999999999,0.54547999999999996,0.46694000000000002,0.46061999999999997,0.45638000000000001,0.33162999999999998,0.45252999999999999,0.28650999999999999,0.39359,0.22264,0.18726000000000001,0.45423999999999998,0.46093000000000001,0.24698999999999999,0.27117000000000002,0.74665999999999999,0.94799999999999995,0.58467999999999998,0.78500000000000003,0.8286,0.88914000000000004,0.62039,0.69611000000000001,0.77339999999999998,0.60872000000000004,0.92301,0.54395000000000004,0.60872000000000004,0.73129,0.74051,0.95804999999999996,0.87585000000000002,0.99755000000000005,0.91783999999999999,0.69108999999999998,0.78996999999999995,0.74656999999999996,0.94406999999999996,0.91378999999999999,0.81340000000000001,0.98002999999999996,0.96242000000000005,0.93803000000000003,0.92149999999999999,0.91757999999999995,0.97148000000000001,0.90920999999999996,0.91376000000000002,0.90871999999999997,0.87848000000000004,0.90130999999999994,0.94672000000000001,0.66049999999999998,0.52458000000000005,0.85321999999999998,0.86065000000000003,0.96526999999999996,0.69377999999999995,0.96799000000000002,0.86851999999999996,0.96858999999999995,0.96977999999999998,0.97199999999999998,0.96167999999999998,0.86365999999999998,0.88975000000000004,0.91369999999999996,0.95450999999999997,0.96096000000000004,0.93430000000000002,0.81966000000000006,0.88953000000000004,0.96079999999999999,0.79346000000000005,0.86809999999999998,0.89800999999999997,0.77054,0.80681000000000003,0.64361999999999997,0.99931000000000003,0.96316999999999997,0.95921999999999996,0.96643000000000001,0.96403000000000005,0.92315999999999998,0.92796000000000001,0.88043000000000005,0.94682999999999995,0.99634999999999996,0.91393000000000002,0.92212000000000005,0.97875000000000001,0.99370999999999998,0.99107999999999996,0.98506000000000005,0.72755000000000003,0.95481000000000005,0.78634000000000004,0.86606000000000005,0.64446000000000003,0.91696999999999995,0.62244999999999995,0.88807999999999998,0.94210000000000005,0.91234000000000004,0.81762000000000001,0.85553000000000001,0.82301999999999997,0.89515999999999996,0.98172999999999999,0.90315000000000001,0.63512999999999997,0.96162999999999998,0.99495,0.79976000000000003,0.76021000000000005,0.95787,0.92710999999999999,0.97974000000000006,0.89915,0.93025999999999998,0.72216000000000002,0.90210000000000001,0.87173999999999996,0.93049000000000004,0.41607,0.95094000000000001,0.91025999999999996,0.87665999999999999,0.87666999999999995,0.90800000000000003,0.79784999999999995,0.70630999999999999,0.63080000000000003,0.63278999999999996,0.54190000000000005,0.56579999999999997,0.51273000000000002,0.48895,0.97974000000000006,0.87990000000000002,0.90600999999999998,0.64910000000000001,0.6714,0.94940999999999998,0.92603999999999997,0.86987000000000003,6.5683487381049694E-3,0.74607999999999997,0.69777,0.65812000000000004,0.94185132118427894,0.18759999999999999,0.35114000000000001,0.42270999999999997,0.53281000000000001,0.71660999999999997,0.88202000000000003,0.97465000000000002,0.99992000000000003,1,0,0.77012999999999998,0,0,4.3426193296909332E-3,3.7704724818468094E-3,3.7057730369269848E-3,2.4331426247954369E-3,2.7416483499109745E-3,1.6546685947105289E-3,1.9670808687806129E-3,1.1654518311843276E-3,1.4017295325174928E-3,1.0141672100871801E-3,4.2170803062617779E-3,2.8458607848733664E-3,4.0138401091098785E-3,2.0206333138048649E-3,2.4840550031512976E-3,1.6318692360073328E-3,2.1567039657384157E-3,1.6574985347688198E-3,4.2919437400996685E-3,3.5396234598010778E-3,4.1006961837410927E-3,2.5535973254591227E-3,2.1118840668350458E-3,3.077212255448103E-3,3.5381310153752565E-3,3.0707439873367548E-3,null,null,null,null,null,0.91518100000000002,0.92022199999999998,0.72709999999999997,0.89797800000000005,0.15010899999999999,0.27118100000000001,0.33759299999999998,5.2262726690243191E-3,2.883678647493259E-4,0.71,0.6381,0.68882900000000002,3.3799999999999998E-4]
[587,0.34926000000000001,0.54425000000000001,0.66517999999999999,0.76432999999999995,0.37021999999999999,0.58479000000000003,0.28921999999999998,0.36410999999999999,0.44727,0.18643000000000001,0.19148999999999999,0.21742,0.40216000000000002,0.27427000000000001,0.58496999999999999,0.61507000000000001,0.79679999999999995,0.32099,0.21782000000000001,0.22423000000000001,0.15289,0.31091999999999997,0.23901,0.30586000000000002,0.20208999999999999,0.36608000000000002,0.25703999999999999,0.33460000000000001,0.22438,0.25161,0.23934,0.16824,0.18804000000000001,0.22441,0.19433,0.17008000000000001,0.23562,0.20308000000000001,0.17505000000000001,0.22614000000000001,0.22842000000000001,0.17371,0.21637000000000001,0.15814,0.16700000000000001,0.20807,0.1658,0.18806,0.18562000000000001,0.17326,0.16249,0.19273999999999999,0.2087,0.21922,0.17904999999999999,0.65037,0.57015000000000005,0.11615,6.7422999999999997E-2,4.0556000000000002E-2,3.1357000000000003E-2,0.27532000000000001,0.57064000000000004,0.22195000000000001,0.58952000000000004,0.43429000000000001,0.43053999999999998,0.52632000000000001,0.58928999999999998,0.39772000000000002,0.44875999999999999,3.1267999999999997E-2,1.3953E-2,8.2390000000000005E-2,2.9930999999999999E-2,0.49752999999999997,0.47277999999999998,0.77,0.58238000000000001,0.73534999999999995,0.48311999999999999,0.46067999999999998,0.50544999999999995,0.15365999999999999,0.45554,0.45993000000000001,0.44778000000000001,0.16606000000000001,0.70286000000000004,0.36364999999999997,0.19797999999999999,0.29604999999999998,0.35437999999999997,0.33312000000000003,0.28599999999999998,0.78571000000000002,0.83299000000000001,0.24,0.32391999999999999,0.91515000000000002,0.87009999999999998,0.42474000000000001,0.54224000000000006,0.59931000000000001,0.10101,0.1134,8.0808000000000005E-2,0.21237,3.3242000000000001E-2,4.0542000000000002E-2,3.1780000000000003E-2,5.4789999999999998E-2,5.1091999999999999E-2,4.8247999999999999E-2,0.18298,5.0616000000000001E-2,3.7071E-2,7.8416E-2,5.2257999999999999E-2,2.5513999999999998E-2,3.95E-2,5.6357999999999998E-2,0.28087000000000001,8.7447999999999998E-2,0.23469000000000001,7.8811000000000006E-2,2.6591E-2,3.3644E-2,0.25435000000000002,6.4406000000000005E-2,6.7113000000000006E-2,6.8200999999999998E-2,6.5572000000000005E-2,6.4106999999999997E-2,2.5516E-2,6.8734000000000003E-2,5.7318000000000001E-2,0.89592000000000005,0.84123999999999999,0.51312999999999998,0.81667000000000001,0.23233000000000001,0.45506000000000002,0.84045999999999998,0.55854999999999999,0.35009000000000001,0.78781000000000001,0.51468000000000003,0.63629999999999998,0.42945,0.78669,0.78876000000000002,0.79046000000000005,0.30001,0.61163999999999996,0.77336000000000005,0.76912000000000003,0.76651000000000002,0.53434999999999999,0.76371,0.45756000000000002,0.64036000000000004,0.34917999999999999,0.28883999999999999,0.26511000000000001,0.27211000000000002,0.26451999999999998,0.28706999999999999,0.76000999999999996,0.96399999999999997,0.56169999999999998,0.82126999999999994,0.88261999999999996,0.92803999999999998,0.64288000000000001,0.71126,0.75926000000000005,0.58821000000000001,0.94847000000000004,0.52498,0.58821000000000001,0.73077000000000003,0.73307999999999995,0.98192000000000002,0.89695999999999998,1,0.94269000000000003,0.66961000000000004,0.76527999999999996,0.72194000000000003,0.95628000000000002,0.92813000000000001,0.81347000000000003,0.98768,0.94916999999999996,0.95596000000000003,0.95003000000000004,0.94733999999999996,0.98602999999999996,0.93893000000000004,0.94028999999999996,0.93542000000000003,0.93635999999999997,0.93566000000000005,0.96038999999999997,0.63949999999999996,0.50761999999999996,0.88875999999999999,0.90003,0.96009999999999995,0.68530000000000002,0.97758999999999996,0.86351,0.97857000000000005,0.97882000000000002,0.98107,0.95106999999999997,0.88419999999999999,0.91415999999999997,0.94208000000000003,0.97418000000000005,0.98067000000000004,0.96135000000000004,0.80271000000000003,0.86868000000000001,0.97607999999999995,0.78729000000000005,0.84116999999999997,0.92835000000000001,0.75080999999999998,0.78195000000000003,0.62331999999999999,0.99758999999999998,0.98284000000000005,0.98058999999999996,0.98565000000000003,0.98460000000000003,0.95352999999999999,0.95555999999999996,0.91496,0.95930000000000004,0.98797999999999997,0.94733999999999996,0.95325000000000004,0.98655000000000004,0.99824999999999997,0.96994999999999998,0.95655000000000001,0.77595999999999998,0.97445999999999999,0.76251999999999998,0.89290999999999998,0.62892000000000003,0.94221999999999995,0.65964999999999996,0.92493999999999998,0.96555000000000002,0.90673000000000004,0.81452000000000002,0.85082000000000002,0.81864000000000003,0.88958000000000004,0.99543000000000004,0.92579,0.61189000000000004,0.98009000000000002,0.98792000000000002,0.77998999999999996,0.74345000000000006,0.93569000000000002,0.90763000000000005,0.99012999999999995,0.92952000000000001,0.95457000000000003,0.70089999999999997,0.93413000000000002,0.91134999999999999,0.95535000000000003,0.40528999999999998,0.95050999999999997,0.91281000000000001,0.90800000000000003,0.91100999999999999,0.93354000000000004,0.82576000000000005,0.73418000000000005,0.64732999999999996,0.61173,0.52248000000000006,0.54564999999999997,0.49720999999999999,0.47413,0.99422999999999995,0.92393000000000003,0.94296000000000002,0.68461000000000005,0.70813000000000004,0.92315000000000003,0.89575000000000005,0.83870999999999996,6.2683663075298992E-3,0.71731,0.67062999999999995,0.63256999999999997,0.92884215094175693,0.19969999999999999,0.36599999999999999,0.43786000000000003,0.54762999999999995,0.72921999999999998,0.89088000000000001,0.97877000000000003,0.99958000000000002,1,0,0.68142999999999998,0,0,4.5323767699301243E-3,3.9003686979413033E-3,3.9168358780443668E-3,2.4281160440295935E-3,2.883704612031579E-3,1.6161890234798193E-3,2.0534198265522718E-3,1.1260159080848098E-3,1.4403045643121004E-3,9.6780637977644801E-4,4.2740143835544586E-3,2.8271586634218693E-3,4.1241203434765339E-3,1.9616440404206514E-3,2.6021425146609545E-3,1.5795397339388728E-3,2.2430033423006535E-3,1.5933997929096222E-3,4.4242325238883495E-3,3.6296350881457329E-3,4.2918347753584385E-3,2.4846086744219065E-3,2.0377926994115114E-3,3.1085212249308825E-3,3.5578880924731493E-3,3.0175186693668365E-3,null,null,null,null,null,0.97033400000000003,0.96921299999999999,0.8266,0.95769599999999999,0.26019900000000001,0.517204,0.659439,8.6304123537724754E-3,1.0790469487154709E-3,0.79349999999999998,0.72729999999999995,0.637652,0.35241099999999997]
[593,0.33098,0.51749999999999996,0.63729999999999998,0.74173999999999995,0.34562999999999999,0.54818,0.28405000000000002,0.37079000000000001,0.44929999999999998,0.13904,0.15014,0.18712999999999999,0.42124,0.27018999999999999,0.55308000000000002,0.55549000000000004,0.76710999999999996,0.32266,0.22026000000000001,0.22603000000000001,0.15245,0.31836999999999999,0.25696000000000002,0.29776000000000002,0.20013,0.34239999999999998,0.24063000000000001,0.34811999999999999,0.23379,0.22303000000000001,0.20105000000000001,0.13732,0.1376,0.16728999999999999,0.16603000000000001,0.12042,0.16636999999999999,0.13691,0.11633,0.15129999999999999,0.17301,0.10735,0.14149,0.10453999999999999,9.9935999999999997E-2,0.12901000000000001,9.2508000000000007E-2,0.15755,0.15012,0.12595999999999999,0.10922999999999999,0.12604000000000001,0.13647000000000001,0.14335000000000001,0.11708,0.77527999999999997,0.62622,0.23019999999999999,0.2094,6.5988000000000005E-2,5.5388E-2,0.71169000000000004,0.62766999999999995,0.55122000000000004,0.76558999999999999,0.7,0.53454000000000002,0.74375999999999998,0.78539999999999999,0.64280000000000004,0.61626000000000003,2.1115999999999999E-2,1.0349000000000001E-2,0.10901,6.1416999999999999E-2,0.51661000000000001,0.49125000000000002,0.78200000000000003,0.60063,0.75871999999999995,0.50126999999999999,0.47799000000000003,0.5242,0.23296,0.47381000000000001,0.47685,0.46677000000000002,0.26083000000000001,0.70048999999999995,0.36464000000000002,0.18586,0.29920999999999998,0.35460999999999998,0.33026,0.28599999999999998,0.97550999999999999,0.98763000000000001,0.23400000000000001,0.32196999999999998,0.96970000000000001,0.97526000000000002,0.40619,0.53103999999999996,0.58387999999999995,0.10707,0.11959,8.0808000000000005E-2,0.20619000000000001,4.9322999999999999E-2,5.4199999999999998E-2,3.8678999999999998E-2,0.10689,9.7333000000000003E-2,5.7342999999999998E-2,0.36954999999999999,6.0983999999999997E-2,6.1114000000000002E-2,0.14238999999999999,7.2276000000000007E-2,3.3607999999999999E-2,4.2809E-2,5.4398000000000002E-2,0.64912999999999998,0.13113,0.49246000000000001,0.11201,3.2096E-2,3.7656000000000002E-2,0.49199999999999999,0.10223,0.10673000000000001,0.10732999999999999,0.10588,0.10508000000000001,4.2727000000000001E-2,0.10460999999999999,9.2060000000000003E-2,0.96938999999999997,0.92783000000000004,0.62222,0.99167000000000005,0.1285,0.23852999999999999,0.88512000000000002,0.55503000000000002,0.34138000000000002,0.80471000000000004,0.50539000000000001,0.62856000000000001,0.41966999999999999,0.79913000000000001,0.79583000000000004,0.79218999999999995,0.29157,0.60704000000000002,0.88188,0.90119000000000005,0.91515000000000002,0.57577,0.92950999999999995,0.48718,0.70221999999999996,0.36402000000000001,0.29753000000000002,0.14851,0.15089,0.28215000000000001,0.29920000000000002,0.77742,0.97,0.53110999999999997,0.86816000000000004,0.93279999999999996,0.96687000000000001,0.68806999999999996,0.74036000000000002,0.73756999999999995,0.55854000000000004,0.97158,0.49841999999999997,0.55854000000000004,0.72945000000000004,0.71506000000000003,0.99707999999999997,0.9224,0.99777000000000005,0.96794000000000002,0.64181999999999995,0.73341000000000001,0.69049000000000005,0.96948000000000001,0.94445999999999997,0.81049000000000004,0.99407000000000001,0.92818999999999996,0.97323999999999999,0.97665000000000002,0.97453000000000001,0.99651000000000001,0.96794999999999998,0.96682999999999997,0.96157999999999999,0.96364000000000005,0.97052000000000005,0.97265999999999997,0.60834999999999995,0.48324,0.92805000000000004,0.93844000000000005,0.94688000000000005,0.67129000000000005,0.98734,0.84816000000000003,0.98809999999999998,0.98814999999999997,0.98946999999999996,0.92972999999999995,0.90946000000000005,0.93828999999999996,0.97030000000000005,0.99017999999999995,0.99473999999999996,0.98453999999999997,0.77971999999999997,0.83789000000000002,0.98968,0.77236000000000005,0.80764000000000002,0.96004999999999996,0.72350999999999999,0.75077000000000005,0.59514,0.98148000000000002,0.99651999999999996,0.99607999999999997,0.99760000000000004,0.99741999999999997,0.98021999999999998,0.98048000000000002,0.95121,0.97428000000000003,0.96928000000000003,0.97716999999999998,0.98035000000000005,0.99356999999999995,0.99622999999999995,0.93539000000000005,0.90207000000000004,0.84106999999999998,0.99212,0.72923000000000004,0.92037000000000002,0.60607999999999995,0.96799999999999997,0.71189000000000002,0.96477999999999997,0.98480999999999996,0.89212000000000002,0.80349000000000004,0.83896999999999999,0.80686999999999998,0.87580999999999998,0.99878,0.95004,0.58042000000000005,0.99465999999999999,0.97141,0.75117,0.71677999999999997,0.90271999999999997,0.87724000000000002,0.99746000000000001,0.95896999999999999,0.97743999999999998,0.66742999999999997,0.96652000000000005,0.94806999999999997,0.98206000000000004,0.38840000000000002,0.94842000000000004,0.90834999999999999,0.94381000000000004,0.95013000000000003,0.95904999999999996,0.86341000000000001,0.77354999999999996,0.66773000000000005,0.58189999999999997,0.49584,0.51819999999999999,0.47549000000000002,0.45340999999999998,0.99933000000000005,0.96404000000000001,0.9758,0.73204999999999998,0.75743000000000005,0.91959999999999997,0.88619000000000003,0.82565999999999995,6.1675129959116448E-3,0.70179000000000002,0.65488000000000002,0.61685999999999996,0.92670770491927912,0.21486,0.38413000000000003,0.45618999999999998,0.56535000000000002,0.74400999999999995,0.90098999999999996,0.98319000000000001,0.99873000000000001,1,0,0.61558999999999997,0,0,4.6143047511577606E-3,3.9635929279029369E-3,4.0603890083730221E-3,2.4087086785584688E-3,3.0100711155682802E-3,1.6055965097621083E-3,2.1635782904922962E-3,1.144297537393868E-3,1.5098388539627194E-3,9.989648824557662E-4,4.2330976575613022E-3,2.7898997068405151E-3,4.1370703838765621E-3,1.9270880147814751E-3,2.7124187909066677E-3,1.5644811792299151E-3,2.3271886166185141E-3,1.5703313983976841E-3,4.4292290695011616E-3,3.675403306260705E-3,4.3768887408077717E-3,2.4208419490605593E-3,1.9881571643054485E-3,3.1040275935083628E-3,3.5389179829508066E-3,2.9564998112618923E-3,null,null,null,null,null,0.997583,0.99739199999999995,0.90010000000000001,0.99561699999999997,0.48519699999999999,0.92630199999999996,1,1.9535046399502536E-2,1.1017582033705767E-3,0.88829999999999998,0.82840000000000003,0.67082600000000003,0.35241099999999997]
[599,0.30697999999999998,0.47965000000000002,0.59409999999999996,0.69867999999999997,0.31639,0.50156000000000001,0.27734999999999999,0.37770999999999999,0.44818999999999998,9.5128000000000004E-2,0.10725,0.14294000000000001,0.44472,0.27027000000000001,0.49336000000000002,0.49067,0.71621999999999997,0.32353999999999999,0.2223,0.22577,0.15512999999999999,0.29432999999999998,0.28447,0.27472000000000002,0.19975999999999999,0.31402000000000002,0.2208,0.36066999999999999,0.24324999999999999,0.24535999999999999,0.21093999999999999,0.49875000000000003,0.13761999999999999,0.11071,0.19238,0.12651000000000001,0.10427,0.12720000000000001,0.11366,8.9943999999999996E-2,0.15039,9.7374000000000002E-2,8.1929000000000002E-2,0.10875,8.7202000000000002E-2,7.0332000000000006E-2,7.3820999999999998E-2,0.18337999999999999,0.16891999999999999,0.13413,0.11230999999999999,7.2982000000000005E-2,7.9023999999999997E-2,8.3007999999999998E-2,6.7797999999999997E-2,0.78600000000000003,0.70782999999999996,0.67295000000000005,0.69030999999999998,0.20956,0.17533000000000001,0.88312000000000002,0.97680999999999996,0.80488000000000004,0.66264999999999996,0.72857000000000005,0.13464000000000001,0.98068999999999995,0.68484999999999996,0.99209999999999998,0.56357999999999997,1.7406000000000001E-2,8.7802000000000002E-3,6.3062999999999994E-2,3.3752999999999998E-2,0.53569,0.51197000000000004,0.79800000000000004,0.62111000000000005,0.78119000000000005,0.51941000000000004,0.49582999999999999,0.54213999999999996,0.33612999999999998,0.49145,0.49341000000000002,0.48576000000000003,0.37236000000000002,0.68984999999999996,0.37563000000000002,0.18182000000000001,0.31025999999999998,0.37486000000000003,0.34123999999999999,0.30599999999999999,0.77959000000000001,0.77732000000000001,0.23799999999999999,0.33218999999999999,0.76363999999999999,0.70308999999999999,0.40205999999999997,0.51031000000000004,0.56118999999999997,0.11919,0.13195999999999999,9.6970000000000001E-2,0.21443000000000001,8.7545999999999999E-2,9.0783000000000003E-2,5.6464E-2,0.21043999999999999,0.18836,9.4053999999999999E-2,0.73336000000000001,9.5278000000000002E-2,0.11433,0.28309000000000001,0.12396,6.2477999999999999E-2,5.9251999999999999E-2,6.9427000000000003E-2,0.95945999999999998,0.2361,0.88744999999999996,0.19195999999999999,4.9562000000000002E-2,5.3684000000000003E-2,0.87553000000000003,0.18451999999999999,0.1933,0.19359999999999999,0.19288,0.19248000000000001,7.4833999999999998E-2,0.1857,0.17216999999999999,0.73673,0.69277999999999995,0.47272999999999998,0.75,0.10148,0.15548999999999999,0.89698999999999995,0.46528000000000003,0.16536000000000001,0.36215999999999998,0.23268,0.28420000000000001,0.19755,0.34815000000000002,0.34766000000000002,0.34853000000000001,0.14579,0.51393999999999995,0.43146000000000001,0.44647999999999999,0.4577,0.28189999999999998,0.47037000000000001,0.24079,0.34301999999999999,0.18448999999999999,0.15476999999999999,0.12805,0.12826000000000001,0.29853000000000002,0.30508000000000002,0.79847999999999997,0.98599999999999999,0.50309000000000004,0.91061999999999999,0.97306999999999999,0.99163000000000001,0.74360999999999999,0.77949999999999997,0.71277000000000001,0.52741000000000005,0.98956999999999995,0.47028999999999999,0.52741000000000005,0.72826999999999997,0.6885,0.99790999999999996,0.94613999999999998,0.99331000000000003,0.98862000000000005,0.61201000000000005,0.69928999999999997,0.65717999999999999,0.98055000000000003,0.95643999999999996,0.80169999999999997,0.99914000000000003,0.89405999999999997,0.98628000000000005,0.99419000000000002,0.9929,0.99728000000000006,0.98868999999999996,0.98599000000000003,0.98173999999999995,0.95150999999999997,0.99314000000000002,0.98467000000000005,0.57359000000000004,0.45538000000000001,0.95982000000000001,0.96801999999999999,0.92720000000000002,0.65727000000000002,0.99451000000000001,0.82618000000000003,0.99529999999999996,0.99495999999999996,0.99631999999999998,0.90214000000000005,0.93566000000000005,0.95794000000000001,0.98963000000000001,0.99860000000000004,0.99924999999999997,0.99614000000000003,0.75405,0.79956000000000005,0.99853000000000003,0.74990000000000001,0.77290000000000003,0.98187999999999998,0.69247999999999998,0.71825000000000006,0.56220000000000003,0.95130999999999999,0.99782999999999999,0.99785999999999997,0.99595,0.99800999999999995,0.99717,0.99721000000000004,0.97884000000000004,0.98560000000000003,0.93976999999999999,0.99673999999999996,0.99719000000000002,0.99746999999999997,0.98094999999999999,0.89163000000000003,0.82896999999999998,0.89783000000000002,0.99929999999999997,0.69123000000000001,0.93928,0.57715000000000005,0.98729999999999996,0.76822999999999997,0.98755999999999999,0.99517,0.86963000000000001,0.78512999999999999,0.82091999999999998,0.78861000000000003,0.85499000000000003,0.98863000000000001,0.97009000000000001,0.54588999999999999,0.99951000000000001,0.94725000000000004,0.71763999999999994,0.68252999999999997,0.85982999999999998,0.84353999999999996,0.99963999999999997,0.98143000000000002,0.99300999999999995,0.63541000000000003,0.98841999999999997,0.97996000000000005,0.99816000000000005,0.37203000000000003,0.94084999999999996,0.89663999999999999,0.97379000000000004,0.97262000000000004,0.97528999999999999,0.90119000000000005,0.81610000000000005,0.70811000000000002,0.54862999999999995,0.46626000000000001,0.48775000000000002,0.45096999999999998,0.43001,0.99051999999999996,0.99080000000000001,0.99592999999999998,0.79425000000000001,0.81098999999999999,0.94403000000000004,0.90342999999999996,0.83694999999999997,6.2328417010444745E-3,0.70528000000000002,0.65593999999999997,0.61609999999999998,0.93804005339729901,0.23068,0.40255999999999997,0.47466000000000003,0.58296999999999999,0.75841999999999998,0.91057999999999995,0.98707999999999996,0.99741999999999997,1,0,0.51153999999999999,2.6239999999999998E-4,2.1120000000000001E-4,4.5475466176867485E-3,3.9280690252780914E-3,4.095389973372221E-3,2.4323014076799154E-3,3.1199650838971138E-3,1.7014194745570421E-3,2.3156201932579279E-3,1.2926366180181503E-3,1.6670809127390385E-3,1.1583693558350205E-3,4.0910746902227402E-3,2.7748818974941969E-3,4.0470482781529427E-3,1.9677381496876478E-3,2.8134291060268879E-3,1.6638590022921562E-3,2.4345752317458391E-3,1.6402177279815078E-3,4.3312842026352882E-3,3.6397704388946295E-3,4.3552699498832226E-3,2.3869259748607874E-3,2.0284950733184814E-3,3.0898118857294321E-3,3.4605197142809629E-3,2.9033701866865158E-3,null,null,null,null,null,0.99469200000000002,0.99524699999999999,0.96899999999999997,0.99598799999999998,0.84739600000000004,0.71535700000000002,0.52292700000000003,3.9549344455353422E-2,1.1163465691813141E-3,0.95,0.92320000000000002,0.76151599999999997,2.7E-4]
[604,0.28386,0.44241999999999998,0.54976000000000003,0.65144999999999997,0.28935,0.45783000000000001,0.27073000000000003,0.38357999999999998,0.44518999999999997,0.10791000000000001,0.12687999999999999,0.17079,0.47404000000000002,0.27274999999999999,0.45315,0.43608000000000002,0.66254999999999997,0.32295000000000001,0.22206999999999999,0.22609000000000001,0.15379000000000001,0.26638000000000001,0.2233,0.25159999999999999,0.17213000000000001,0.28806999999999999,0.20244000000000001,0.36997999999999998,0.24881,0.16825000000000001,0.14760999999999999,0.37813999999999998,9.2937000000000006E-2,9.0440000000000006E-2,0.11686000000000001,6.7426E-2,8.3790000000000003E-2,7.6586000000000001E-2,6.0391E-2,7.1909000000000001E-2,8.9272000000000004E-2,5.2331000000000003E-2,6.5722000000000003E-2,6.1501E-2,4.7236E-2,5.6430000000000001E-2,4.0724999999999997E-2,0.10628,0.10108,7.9134999999999997E-2,6.4552999999999999E-2,7.4290999999999996E-2,7.7182000000000001E-2,7.9055E-2,7.1808999999999998E-2,0.52539999999999998,0.45598,0.85612999999999995,0.87322,0.49231000000000003,0.44758999999999999,0.68052000000000001,0.93122000000000005,0.67561000000000004,0.54735999999999996,0.60570999999999997,8.0647999999999997E-2,0.89037999999999995,0.55105999999999999,0.87863999999999998,0.46129999999999999,1.5525000000000001E-2,8.0505999999999998E-3,5.3270999999999999E-2,2.2338E-2,0.55018,0.52702000000000004,0.80800000000000005,0.63888,0.79988000000000004,0.53473000000000004,0.51039999999999996,0.55806,0.41328999999999999,0.50714000000000004,0.50858999999999999,0.50158000000000003,0.45125999999999999,0.67664999999999997,0.40877000000000002,0.17374000000000001,0.33671000000000001,0.42358000000000001,0.37476999999999999,0.34200000000000003,0.47143000000000002,0.50722,0.248,0.36015999999999998,0.57979999999999998,0.43298999999999999,0.40205999999999997,0.49253000000000002,0.54035999999999995,0.13736999999999999,0.15051999999999999,0.11717,0.22474,0.15279000000000001,0.15507000000000001,8.2761000000000001E-2,0.40693000000000001,0.35918,0.15668000000000001,0.96055000000000001,0.15828,0.20133999999999999,0.54571000000000003,0.21381,0.10990999999999999,8.8562000000000002E-2,0.13714000000000001,0.92491999999999996,0.44639000000000001,0.99141999999999997,0.35143999999999997,7.7424999999999994E-2,7.9019000000000006E-2,0.98880999999999997,0.34272999999999998,0.36177999999999999,0.36192999999999997,0.36157,0.36136000000000001,0.12273000000000001,0.34333000000000002,0.32234000000000002,0.53673000000000004,0.48247000000000001,0.30504999999999999,0.47083000000000003,0.12021,0.15881999999999999,0.88821000000000006,0.43728,0.11430999999999999,0.19039,0.14232,0.16375999999999999,0.12759999999999999,0.16772999999999999,0.17107,0.17898,0.10687000000000001,0.47943999999999998,0.21440000000000001,0.21357000000000001,0.21174999999999999,0.16384000000000001,0.21148,0.14682999999999999,0.18906999999999999,0.12325,0.11087,0.15937999999999999,0.15817999999999999,0.31403999999999999,0.30626999999999999,0.82257999999999998,0.99,0.47847000000000001,0.94301000000000001,0.99414999999999998,0.99899000000000004,0.79829000000000006,0.82157999999999998,0.69198999999999999,0.49925999999999998,0.99822999999999995,0.44551000000000002,0.49925999999999998,0.72672000000000003,0.65998000000000001,0.98431999999999997,0.96443000000000001,0.97977999999999998,0.99524000000000001,0.58076000000000005,0.66474,0.62351000000000001,0.98736999999999997,0.96552000000000004,0.78951000000000005,0.99951000000000001,0.86226000000000003,0.99307000000000001,0.99936999999999998,0.99914000000000003,0.98872000000000004,0.99743999999999999,0.99582000000000004,0.99373,0.96303000000000005,0.99926000000000004,0.99207999999999996,0.53973000000000004,0.42949999999999999,0.97897999999999996,0.98377000000000003,0.90598999999999996,0.64110999999999996,0.99821000000000004,0.79881000000000002,0.99860000000000004,0.99850000000000005,0.99926000000000004,0.87075000000000002,0.95767999999999998,0.97284999999999999,0.99846000000000001,0.99512,0.99577000000000004,0.99951999999999996,0.72872000000000003,0.76626000000000005,0.99268999999999996,0.72363,0.73768999999999996,0.99314000000000002,0.66081999999999996,0.68310000000000004,0.53354999999999997,0.91554999999999997,0.98946000000000001,0.99163000000000001,0.98634999999999995,0.98995999999999995,0.99782999999999999,0.99636999999999998,0.99302999999999997,0.99231000000000003,0.90896999999999994,1,0.99963000000000002,0.99961,0.95743,0.84214999999999995,0.75907999999999998,0.94123999999999997,0.99680999999999997,0.65407999999999999,0.94935000000000003,0.55315000000000003,0.99699000000000004,0.81567000000000001,0.99805999999999995,0.99814000000000003,0.84423999999999999,0.76354,0.79874999999999996,0.76731000000000005,0.83045999999999998,0.96923999999999999,0.98560999999999999,0.51515,0.99650000000000005,0.92369999999999997,0.68637000000000004,0.65073999999999999,0.81886000000000003,0.81230999999999998,0.99548999999999999,0.99111000000000005,0.99904999999999999,0.60470999999999997,0.99834999999999996,0.99460999999999999,0.99736999999999998,0.35525000000000001,0.92401,0.88660000000000005,0.99351,0.99178999999999995,0.99080999999999997,0.92452999999999996,0.86309000000000002,0.74494000000000005,0.51863000000000004,0.43967000000000001,0.46037,0.42846000000000001,0.40854000000000001,0.97319999999999995,0.99890999999999996,0.99970999999999999,0.84008000000000005,0.85629999999999995,0.95426,0.90908999999999995,0.83914,6.2253809887776639E-3,0.70335000000000003,0.65285000000000004,0.61217999999999995,0.94236155545093214,0.24442,0.41814000000000001,0.49013000000000001,0.59757000000000005,0.77012000000000003,0.91815000000000002,0.98989000000000005,0.99597999999999998,1,0,0.45667000000000002,0.10833,8.4217E-2,4.416213370859623E-3,3.8639793638139963E-3,4.0665124543011189E-3,2.5453029666095972E-3,3.1968690454959869E-3,1.9293451914563775E-3,2.5172550231218338E-3,1.5836298698559403E-3,1.9276974489912391E-3,1.4623986789956689E-3,3.9129164069890976E-3,2.8172971215099096E-3,3.9245057851076126E-3,2.1208331454545259E-3,2.9405676759779453E-3,1.8938933499157429E-3,2.5920001789927483E-3,1.8542578909546137E-3,4.1833454743027687E-3,3.5744041670113802E-3,4.2284978553652763E-3,2.4552005343139172E-3,2.1658774930983782E-3,3.0959441792219877E-3,3.4002552274614573E-3,2.902099397033453E-3,null,null,null,null,null,0.97451500000000002,0.971692,0.99480000000000002,0.97650300000000001,0.98099400000000003,0.26837,0.20485900000000001,6.8553322192231911E-2,1.6724382275587132E-3,0.98860000000000003,0.97519999999999996,0.50222800000000001,2.5900000000000001E-4]
[610,0.25463999999999998,0.39451000000000003,0.49136999999999997,0.58586000000000005,0.25638,0.40325,0.26279999999999998,0.39119999999999999,0.44113999999999998,0.59872000000000003,0.75878999999999996,1,0.53825999999999996,0.2762,0.40675,0.38979000000000003,0.59180999999999995,0.38463000000000003,0.22237999999999999,0.22699,0.15587999999999999,1,0.90371000000000001,0.52725999999999995,0.38562999999999997,0.25613999999999998,0.17988000000000001,0.39323999999999998,0.26528000000000002,0.99683999999999995,0.79403000000000001,0.20724000000000001,0.53939000000000004,1,1,0.86487000000000003,0.89561000000000002,0.69984000000000002,0.73,0.74839999999999995,0.77627999999999997,0.62097999999999998,0.67354999999999998,0.57343,0.56786999999999999,0.55518999999999996,0.48847000000000002,1,0.84070999999999996,0.67359999999999998,0.56015999999999999,1,1,0.99914999999999998,1,0.32832,0.28638000000000002,0.84143999999999997,0.82559000000000005,0.81940999999999997,0.75331000000000004,0.50649,0.81072,0.52439000000000002,0.53329000000000004,0.62856999999999996,5.3659999999999999E-2,0.72572000000000003,0.54456000000000004,0.71397999999999995,0.46733000000000002,1.3748E-2,6.3619999999999996E-3,0.13589999999999999,6.3075999999999993E-2,0.56889999999999996,0.54905000000000004,0.83,0.66120000000000001,0.82150000000000001,0.55384999999999995,0.52803999999999995,0.57747000000000004,0.47265000000000001,0.52661000000000002,0.52690999999999999,0.52056999999999998,0.51276999999999995,0.65517000000000003,0.51971999999999996,0.18182000000000001,0.40903,0.53744000000000003,0.46005000000000001,0.43,0.25509999999999999,0.32990000000000003,0.27,0.43440000000000001,0.46465000000000001,0.26804,0.42268,0.47943000000000002,0.51202000000000003,0.18182000000000001,0.19588,0.16162000000000001,0.25773000000000001,0.30417,0.30556,0.13186,0.80098999999999998,0.73663999999999996,0.3125,0.80037000000000003,0.30748999999999999,0.42814999999999998,0.95440999999999998,0.45234999999999997,0.21354000000000001,0.15226000000000001,0.38754,0.66410000000000002,0.84501000000000004,0.68037999999999998,0.71953999999999996,0.1391,0.13639999999999999,0.69011,0.70947000000000005,0.73743999999999998,0.73748000000000002,0.73736999999999997,0.73731000000000002,0.22142999999999999,0.70965,0.68071999999999999,0.43878,0.39174999999999999,0.23232,0.3125,0.19505,0.22819,0.86855000000000004,0.43956000000000001,0.12783,0.14308000000000001,0.13694999999999999,0.14444000000000001,0.13231000000000001,0.10115,0.11029,0.12759999999999999,0.12612000000000001,0.47534999999999999,0.13974,0.12477000000000001,0.11194999999999999,0.14487,0.10059999999999999,0.13915,0.15365999999999999,0.13092000000000001,0.12689,0.27267999999999998,0.26821,0.34193000000000001,0.30706,0.86072000000000004,1,0.44468000000000002,0.97387000000000001,1,0.99743000000000004,0.82974999999999999,0.86292000000000002,0.66422999999999999,0.46388000000000001,1,0.41420000000000001,0.46388000000000001,0.72365000000000002,0.62128000000000005,0.95513999999999999,0.98275000000000001,0.95465999999999995,1,0.54132999999999998,0.62143999999999999,0.58133999999999997,0.99644999999999995,0.97912999999999994,0.76834999999999998,0.99692999999999998,0.82096000000000002,1,0.99841999999999997,0.99877000000000005,0.97689999999999999,1,1,1,0.96818000000000004,0.99290999999999996,0.99765999999999999,0.49886999999999998,0.39673999999999998,0.99385000000000001,1,0.87807000000000002,0.61680999999999997,1,0.76353000000000004,1,1,1,0.83121999999999996,0.9748,0.98855000000000004,0.99392000000000003,0.98780000000000001,0.98943000000000003,1,0.69152000000000002,0.72409999999999997,0.98172999999999999,0.68986000000000003,0.69355,1,0.61721000000000004,0.63851999999999998,0.49640000000000001,0.86944999999999995,0.97230000000000005,0.97596000000000005,0.96713000000000005,0.97069000000000005,0.99456999999999995,0.99090999999999996,1,1,0.86843999999999999,1,0.99909000000000003,0.99804999999999999,0.92098000000000002,0.77886999999999995,0.67240999999999995,0.97496000000000005,0.98902999999999996,0.60785,0.96414999999999995,0.51731000000000005,1,0.87102999999999997,0.99345000000000006,1,0.81177999999999995,0.73575000000000002,0.77000999999999997,0.73992000000000002,0.79888000000000003,0.93603999999999998,0.99756999999999996,0.47696,0.98543000000000003,0.89144000000000001,0.64703999999999995,0.61584000000000005,0.77371000000000001,0.77129999999999999,0.98873,1,0.99841000000000002,0.55901999999999996,0.99787000000000003,1,0.98751,0.33393,0.89863999999999999,0.85858999999999996,1,0.99875999999999998,1,0.98602999999999996,0.90830999999999995,0.80088000000000004,0.48183999999999999,0.40649999999999997,0.42613000000000001,0.40017999999999998,0.38152999999999998,0.94211999999999996,0.99741999999999997,0.99375999999999998,0.89363999999999999,0.91039000000000003,0.96348999999999996,0.91325999999999996,0.83960000000000001,6.2081139809450157E-3,0.6996,0.64795000000000003,0.60650000000000004,0.94587206267105262,0.26151000000000002,0.43707000000000001,0.50878999999999996,0.61499000000000004,0.78381999999999996,0.92676999999999998,0.99280999999999997,0.99387999999999999,1,0.99,0.33965000000000001,1,0.77741000000000005,4.1643292643129826E-3,3.8009739946573973E-3,4.045974463224411E-3,2.8793381061404943E-3,3.4602892119437456E-3,2.4982232134789228E-3,3.041872289031744E-3,2.2911019623279572E-3,2.5083920918405056E-3,2.1789178717881441E-3,3.6322791129350662E-3,3.0168294906616211E-3,3.7265010178089142E-3,2.585346344858408E-3,3.2656705006957054E-3,2.5370684452354908E-3,2.979963319376111E-3,2.3964955471456051E-3,3.9112973026931286E-3,3.527187742292881E-3,3.9987843483686447E-3,2.7519867289811373E-3,2.5929657276719809E-3,3.1894121784716845E-3,3.4056794829666615E-3,3.0579925514757633E-3,null,null,null,null,null,0.923369,0.93010199999999998,0.99409999999999998,0.928392,0.46362900000000001,8.0300999999999997E-2,6.2489000000000003E-2,0.13303007581424045,2.16659301195773E-3,0.99560000000000004,1,0.32423200000000002,4.38E-14]
[615,0.22968,0.35335,0.44081999999999999,0.52839999999999998,0.22939000000000001,0.35816999999999999,0.25713999999999998,0.39911999999999997,0.44145000000000001,0.46886,0.58457000000000003,0.77368000000000003,0.55118999999999996,0.27995999999999999,0.35948999999999998,0.33743000000000001,0.52927999999999997,0.36538999999999999,0.22222,0.22644,0.15437999999999999,0.73838999999999999,0.47132000000000002,0.40706999999999999,0.23022999999999999,0.22936000000000001,0.16098999999999999,0.39456000000000002,0.26255000000000001,0.52125999999999995,0.41850999999999999,0.14524000000000001,0.28992000000000001,0.76124999999999998,0.49320999999999998,0.44227,0.68420999999999998,0.35264000000000001,0.37573000000000001,0.57540000000000002,0.40167000000000003,0.31966,0.51551999999999998,0.29436000000000001,0.28566999999999998,0.42663000000000001,0.24168000000000001,0.49392000000000003,0.42004000000000002,0.34033000000000002,0.29021999999999998,0.76537999999999995,0.76537999999999995,0.76471999999999996,0.76537999999999995,0.40948000000000001,0.43153999999999998,0.85924,1,1,1,0.41558,0.77605000000000002,0.45122000000000001,0.58552000000000004,0.55713999999999997,5.3269999999999998E-2,0.65266999999999997,0.57218999999999998,0.66320999999999997,0.51470000000000005,1.3252999999999999E-2,6.7489999999999998E-3,0.47622999999999999,0.34462999999999999,0.58304,0.56366000000000005,0.85,0.68015000000000003,0.83772000000000002,0.57037000000000004,0.54247000000000001,0.59250000000000003,0.53534999999999999,0.54196999999999995,0.54147999999999996,0.53796999999999995,0.57450000000000001,0.63349999999999995,0.70857999999999999,0.20202000000000001,0.51153000000000004,0.72516000000000003,0.59862000000000004,0.56999999999999995,0.17347000000000001,0.29897000000000001,0.32,0.56559999999999999,0.44444,0.20619000000000001,0.46392,0.47694999999999999,0.48293000000000003,0.24242,0.26804,0.23232,0.32990000000000003,0.54856000000000005,0.54932000000000003,0.19370000000000001,1,1,0.60629999999999995,0.45023000000000002,0.55042000000000002,0.77427999999999997,1,0.80147000000000002,0.41433999999999999,0.24954000000000001,0.81754000000000004,0.32002999999999998,1,0.35532999999999998,1,0.23913000000000001,0.22721,0.36226999999999998,1,1,1,1,1,0.37042999999999998,1,1,0.44897999999999999,0.40205999999999997,0.27272999999999997,0.3125,0.35838999999999999,0.40677999999999997,0.83592999999999995,0.46788000000000002,0.18421000000000001,0.17619000000000001,0.18909000000000001,0.19245999999999999,0.18632000000000001,0.10922,0.12414,0.15295,0.18367,0.49653000000000003,0.15637000000000001,0.12887999999999999,0.10527,0.19077,8.4086999999999995E-2,0.18817,0.19483,0.18418000000000001,0.18240999999999999,0.51854,0.50900999999999996,0.38551999999999997,0.31129000000000001,0.89207999999999998,0.99,0.41378999999999999,0.99792999999999998,0.99458000000000002,0.98706000000000005,0.88809000000000005,0.91115999999999997,0.63280000000000003,0.43447999999999998,0.99517999999999995,0.38835999999999998,0.43447999999999998,0.71914999999999996,0.58540999999999999,0.91854000000000002,0.99414999999999998,0.93013999999999997,0.99473,0.50843000000000005,0.58359000000000005,0.54413999999999996,1,0.99273999999999996,0.74736000000000002,0.99078999999999995,0.78337000000000001,0.99395,0.99102000000000001,0.99387999999999999,0.96704999999999997,0.99300999999999995,0.99385999999999997,0.99590999999999996,0.96514999999999995,0.97528000000000004,1,0.46388000000000001,0.36984,0.99936999999999998,0.99622999999999995,0.85507999999999995,0.59596000000000005,0.99648999999999999,0.73041,0.99719000000000002,0.99728000000000006,0.99660000000000004,0.78863000000000005,0.98728000000000005,0.99997999999999998,0.98784000000000005,0.96919,0.97399000000000002,0.99517,0.65725,0.68098000000000003,0.95899000000000001,0.65913999999999995,0.65476999999999996,0.99485000000000001,0.57806999999999997,0.59945999999999999,0.46359,0.82413000000000003,0.94894000000000001,0.95101999999999998,0.94089999999999996,0.94684999999999997,0.97543000000000002,0.97506000000000004,0.99712000000000001,0.98894000000000004,0.83155999999999997,0.9829,0.97879000000000005,0.99609999999999999,0.88583999999999996,0.72399000000000002,0.6,1,0.97955000000000003,0.56896000000000002,0.98246,0.48808000000000001,0.99441000000000002,0.91725000000000001,0.98085,0.98721999999999999,0.77947999999999995,0.70738999999999996,0.74002999999999997,0.71074000000000004,0.76737,0.90405999999999997,1,0.44489000000000001,0.97135000000000005,0.85702999999999996,0.61124999999999996,0.58896999999999999,0.74095,0.73621999999999999,0.97582999999999998,0.98560000000000003,0.98967000000000005,0.52900999999999998,0.99687000000000003,0.98946000000000001,0.96855000000000002,0.31364999999999998,0.87570000000000003,0.82226999999999995,0.99673,1,0.99504000000000004,0.97338000000000002,0.94655999999999996,0.83965999999999996,0.4506,0.37822,0.39673999999999998,0.37534000000000001,0.35787999999999998,0.90869999999999995,0.97541,0.96884000000000003,0.92823999999999995,0.94306000000000001,0.96240000000000003,0.90886,0.83294000000000001,6.1423650261994388E-3,0.69059999999999999,0.63834000000000002,0.59645000000000004,0.94434858842177694,0.27631,0.45304,0.52439999999999998,0.62938000000000005,0.79490000000000005,0.93352000000000002,0.99482000000000004,0.99178999999999995,1,0,0.25295000000000001,0.13533000000000001,0.10521,3.9000902324914932E-3,3.8283145986497402E-3,4.0966719388961792E-3,3.4873103722929955E-3,3.8968401495367289E-3,3.4568863920867443E-3,3.8701721932739019E-3,3.4184574615210295E-3,3.430861746892333E-3,3.2923109829425812E-3,3.3836562652140856E-3,3.4316778182983398E-3,3.5375228617340326E-3,3.3565368503332138E-3,3.8373237475752831E-3,3.5987899173051119E-3,3.6206501536071301E-3,3.291150089353323E-3,3.6573372781276703E-3,3.5536463838070631E-3,3.7706776056438684E-3,3.3107877243310213E-3,3.3470436464995146E-3,3.4711172338575125E-3,3.5284031182527542E-3,3.405741648748517E-3,null,null,null,null,null,0.86655300000000002,0.87897000000000003,0.97199999999999998,0.87593799999999999,0.17774499999999999,3.0164E-2,2.4718E-2,0.23053586114846458,2.3101721001747471E-3,0.97499999999999998,0.99119999999999997,0.37201400000000001,5.1900000000000004E-4]
[618,0.21484,0.32916000000000001,0.41086,0.49708999999999998,0.21379000000000001,0.33185999999999999,0.25401000000000001,0.4037,0.44273000000000001,0.28598000000000001,0.34239000000000003,0.43791000000000002,0.56242999999999999,0.27953,0.33100000000000002,0.30553000000000002,0.4924,0.34018999999999999,0.21997,0.22491,0.15348999999999999,0.42366999999999999,0.28689999999999999,0.27764,0.16777,0.21406,0.15028,0.39262000000000002,0.26296999999999998,0.32056000000000001,0.27021000000000001,0.16375000000000001,0.19761999999999999,0.43441000000000002,0.29161999999999999,0.29188999999999998,0.40161999999999998,0.26029000000000002,0.26113999999999998,0.35061999999999999,0.25479000000000002,0.23593,0.32135999999999998,0.19298999999999999,0.21845000000000001,0.27994000000000002,0.19914999999999999,0.28947000000000001,0.25934000000000001,0.22120999999999999,0.19134999999999999,0.47711999999999999,0.47711999999999999,0.47671000000000002,0.47711999999999999,0.30771999999999999,0.28444000000000003,0.73465999999999998,0.78629000000000004,0.99756,0.94264999999999999,0.37662000000000001,0.69320000000000004,0.41463,0.50836999999999999,0.55713999999999997,0.14496000000000001,0.58353999999999995,0.51304000000000005,0.57623999999999997,0.43786999999999998,1.3741E-2,6.8557999999999996E-3,0.54483000000000004,0.38513999999999998,0.59152000000000005,0.57460999999999995,0.85599999999999998,0.69099999999999995,0.84692999999999996,0.58018000000000003,0.55015000000000003,0.60128999999999999,0.55454000000000003,0.55103999999999997,0.55027999999999999,0.54747000000000001,0.59128999999999998,0.61990000000000001,0.88343000000000005,0.22625999999999999,0.62182999999999999,0.88780999999999999,0.74790000000000001,0.71399999999999997,0.15509999999999999,0.29897000000000001,0.36799999999999999,0.69665999999999995,0.44444,0.18762999999999999,0.50722,0.49008000000000002,0.4793,0.30303000000000002,0.33607999999999999,0.29898999999999998,0.38557000000000002,0.75765000000000005,0.75812000000000002,0.24703,0.88051000000000001,0.9244,0.81623999999999997,0.31794,0.75882000000000005,0.90971000000000002,0.80898000000000003,0.92059000000000002,0.62048999999999999,0.35927999999999999,0.92701999999999996,0.17546,0.85653999999999997,0.25397999999999998,0.93915999999999999,0.34604000000000001,0.32092999999999999,0.25850000000000001,0.94725000000000004,0.92423999999999995,0.92423999999999995,0.92425999999999997,0.92427000000000004,0.50929000000000002,0.94721,0.97353000000000001,0.48570999999999998,0.45155000000000001,0.32121,0.35,0.55205000000000004,0.60641999999999996,0.81308000000000002,0.50297000000000003,0.24396000000000001,0.22483,0.24820999999999999,0.25111,0.24593000000000001,0.1346,0.15551000000000001,0.19434000000000001,0.24346000000000001,0.52541000000000004,0.19355,0.15562000000000001,0.12352,0.24542,9.4367000000000006E-2,0.24332999999999999,0.24862000000000001,0.24005000000000001,0.23874000000000001,0.72960999999999998,0.71984000000000004,0.43736000000000003,0.32212000000000002,0.91281000000000001,0.98399999999999999,0.39334000000000002,0.99917,0.98418000000000005,0.97162999999999999,0.91188000000000002,0.93132000000000004,0.61075000000000002,0.41631000000000001,0.98751999999999995,0.37241999999999997,0.41631000000000001,0.71543999999999996,0.56284000000000001,0.89187000000000005,0.99765999999999999,0.91252,0.99156999999999995,0.48868,0.56088000000000005,0.52181999999999995,0.99829999999999997,0.99655000000000005,0.73373999999999995,0.98502000000000001,0.75754999999999995,0.99031999999999998,0.98119000000000001,0.98358999999999996,0.95193000000000005,0.98357000000000006,0.98428000000000004,0.98692000000000002,0.95696999999999999,0.96030000000000004,0.998,0.44357000000000002,0.35358000000000001,0.99975000000000003,0.99397000000000002,0.83662000000000003,0.58228000000000002,0.99189000000000005,0.70972000000000002,0.99231999999999998,0.99282000000000004,0.99189000000000005,0.76724999999999999,0.99407999999999996,0.99999000000000005,0.97987000000000002,0.95803000000000005,0.96472999999999998,0.98792000000000002,0.63668999999999998,0.65452999999999995,0.94533999999999996,0.64071,0.63149999999999995,0.98702999999999996,0.55423,0.57603000000000004,0.44446000000000002,0.79693999999999998,0.93035999999999996,0.93179000000000001,0.92061000000000004,0.92657999999999996,0.96394000000000002,0.96553999999999995,0.99060000000000004,0.98155000000000003,0.80623999999999996,0.97263999999999995,0.96662000000000003,0.99200999999999995,0.86312,0.69106000000000001,0.55862000000000001,1,0.96938000000000002,0.54562999999999995,0.99160999999999999,0.47031000000000001,0.98790999999999995,0.94072999999999996,0.96733000000000002,0.97955999999999999,0.7601,0.69037999999999999,0.72204000000000002,0.69323999999999997,0.74846999999999997,0.88061,0.99709000000000003,0.42626999999999998,0.95794000000000001,0.83455999999999997,0.58950000000000002,0.57128000000000001,0.71921999999999997,0.71358999999999995,0.96808000000000005,0.97694999999999999,0.97870999999999997,0.50785000000000002,0.98755000000000004,0.97875000000000001,0.95357000000000003,0.30242999999999998,0.85316000000000003,0.80864999999999998,0.98868,0.98797000000000001,0.98009000000000002,0.98182000000000003,0.96199999999999997,0.86504999999999999,0.43225000000000002,0.36116999999999999,0.37903999999999999,0.36027999999999999,0.34355000000000002,0.88507000000000002,0.95855999999999997,0.95035000000000003,0.94752999999999998,0.95998000000000006,0.96174999999999999,0.90622000000000003,0.82894000000000001,6.1066844924168636E-3,0.68520000000000003,0.63256999999999997,0.59043000000000001,0.94337161371364098,0.28549000000000002,0.46272000000000002,0.53378999999999999,0.63793999999999995,0.80137999999999998,0.93735000000000002,0.99582999999999999,0.99036999999999997,1,0,0.24245,5.4330000000000003E-2,4.224E-2,3.7157614715397358E-3,3.9008264429867268E-3,4.2021181434392929E-3,4.0744203142821789E-3,4.3284674175083637E-3,4.3560140766203403E-3,4.6628117561340332E-3,4.471559077501297E-3,4.312426783144474E-3,4.327935166656971E-3,3.2247509807348251E-3,3.8634780794382095E-3,3.4464369527995586E-3,4.101114347577095E-3,4.382177721709013E-3,4.6165105886757374E-3,4.2334878817200661E-3,4.1420650668442249E-3,3.4884747583419085E-3,3.6406067665666342E-3,3.6166710779070854E-3,3.8610582705587149E-3,4.0745576843619347E-3,3.7839899305254221E-3,3.6978984717279673E-3,3.7881499156355858E-3,null,null,null,null,null,0.83214600000000005,0.84432200000000002,0.95550000000000002,0.83942399999999995,9.7810999999999995E-2,1.8044000000000001E-2,1.5741999999999999E-2,0.31656954892229572,3.0838597640593371E-3,0.96289999999999998,0.9859,0.26559700000000003,1.83E-4]
[627,0.17366999999999999,0.26157999999999998,0.32571,0.39326,0.17066000000000001,0.25961000000000001,0.24635000000000001,0.41413,0.44941999999999999,0.15603,0.17573,0.21176,0.55701999999999996,0.26325999999999999,0.25644,0.22669,0.38832,0.31792999999999999,0.21307999999999999,0.22109000000000001,0.14931,0.22892999999999999,0.21783,0.18304000000000001,0.13311999999999999,0.17212,0.12102,0.39238000000000001,0.26472000000000001,0.25051000000000001,0.21528,5.2714999999999998E-2,0.16309999999999999,0.18128,0.22968,0.17299999999999999,0.16705999999999999,0.15307000000000001,0.14964,0.14743000000000001,0.20003000000000001,0.13192999999999999,0.13711000000000001,0.15643000000000001,0.12179,0.12161,0.10807,0.22911000000000001,0.20629,0.17599000000000001,0.15890000000000001,0.20357,0.20357,0.2034,0.20357,0.15164,0.13328000000000001,0.54805000000000004,0.54437999999999998,0.97433000000000003,0.88822000000000001,0.29609999999999997,0.58348,0.35365999999999997,0.53141000000000005,0.59714,0.16969999999999999,0.47108,0.52227999999999997,0.47592000000000001,0.48154000000000002,1.2878000000000001E-2,5.2199999999999998E-3,9.9887000000000004E-2,4.2774E-2,0.61943000000000004,0.60267999999999999,0.88800000000000001,0.72155000000000002,0.87495000000000001,0.60863999999999996,0.57593000000000005,0.62804000000000004,0.58431999999999995,0.57793000000000005,0.57672000000000001,0.57372999999999996,0.62316000000000005,0.57713999999999999,0.76171999999999995,0.35758000000000001,0.97423999999999999,0.83326,0.88819999999999999,0.89600000000000002,0.10816000000000001,0.35464000000000001,0.58399999999999996,0.98072000000000004,0.50909000000000004,0.14638999999999999,0.72577000000000003,0.55317000000000005,0.48169000000000001,0.56566000000000005,0.61648999999999998,0.56969999999999998,0.64947999999999995,0.81089,0.81094999999999995,0.46960000000000002,0.36232999999999999,0.41711999999999999,0.87222,0.10421,0.81103999999999998,0.68784999999999996,0.28844999999999998,0.66063000000000005,0.93906000000000001,0.82859000000000005,0.47427000000000002,2.5773999999999998E-2,0.33545000000000003,8.5149000000000002E-2,0.43730999999999998,0.82608000000000004,0.74936000000000003,8.6443000000000006E-2,0.44861000000000001,0.41696,0.41694999999999999,0.41697000000000001,0.41699000000000003,0.93579000000000001,0.44857000000000002,0.48724000000000001,0.69184000000000001,0.68247000000000002,0.57979999999999998,0.56042000000000003,0.98248000000000002,0.94930000000000003,0.76417999999999997,0.72987999999999997,0.58367000000000002,0.51931000000000005,0.58836999999999995,0.59099000000000002,0.58601999999999999,0.30037000000000003,0.35160000000000002,0.44692999999999999,0.58365999999999996,0.73077999999999999,0.43001,0.33695000000000003,0.25786999999999999,0.56323000000000001,0.18590000000000001,0.55983000000000005,0.56698999999999999,0.55418999999999996,0.55205000000000004,0.89600999999999997,0.8992,0.71077000000000001,0.39463999999999999,0.96823999999999999,0.95799999999999996,0.33371000000000001,0.98204999999999998,0.93654000000000004,0.91481999999999997,0.96853999999999996,0.97968999999999995,0.54937999999999998,0.35905999999999999,0.94127000000000005,0.32197999999999999,0.35905999999999999,0.69871000000000005,0.49314000000000002,0.80098999999999998,0.99714999999999998,0.85016999999999998,0.95125000000000004,0.42920000000000003,0.49048999999999998,0.45659,0.98565999999999998,0.99636999999999998,0.68166000000000004,0.95784999999999998,0.67766000000000004,0.96006000000000002,0.93608000000000002,0.93852000000000002,0.89578999999999998,0.93823000000000001,0.94520999999999999,0.94632000000000005,0.92,0.90412999999999999,0.97202999999999995,0.38149,0.30369000000000002,0.97358999999999996,0.95996000000000004,0.77888999999999997,0.53737999999999997,0.96831,0.63814000000000004,0.96836999999999995,0.97,0.96809000000000001,0.68920999999999999,0.99790999999999996,0.99241999999999997,0.93411,0.90481999999999996,0.91469999999999996,0.94733999999999996,0.57006000000000001,0.58023999999999998,0.88207000000000002,0.57743,0.56057000000000001,0.94715000000000005,0.48704999999999998,0.50646999999999998,0.38707000000000003,0.70621,0.86138000000000003,0.86465000000000003,0.85189999999999999,0.85763,0.90424000000000004,0.90695999999999999,0.95184999999999997,0.95936999999999995,0.72607999999999995,0.91881000000000002,0.91086,0.96199000000000001,0.77661999999999998,0.59694000000000003,0.44,0.98497999999999997,0.92439000000000004,0.47650999999999999,0.99634,0.41561999999999999,0.94803999999999999,0.98780000000000001,0.90605999999999998,0.93654999999999999,0.69325000000000003,0.63243000000000005,0.66108999999999996,0.63480999999999999,0.68140999999999996,0.79817000000000005,0.97541999999999995,0.36858999999999997,0.90383999999999998,0.76315,0.52390000000000003,0.51480999999999999,0.64937999999999996,0.63849,0.92484,0.93044000000000004,0.93279999999999996,0.44080000000000003,0.93989,0.92957000000000001,0.89334000000000002,0.26685999999999999,0.79393999999999998,0.74878999999999996,0.95845000000000002,0.95733999999999997,0.94038999999999995,0.97175999999999996,0.99648000000000003,0.93735000000000002,0.37784000000000001,0.31096000000000001,0.32686999999999999,0.31519999999999998,0.30063000000000001,0.80800000000000005,0.89359999999999995,0.88326000000000005,0.98509000000000002,0.99407999999999996,0.93877999999999995,0.87914000000000003,0.79993000000000003,5.8481612409430764E-3,0.65569,0.60326999999999997,0.56142999999999998,0.92988552867399965,0.31386999999999998,0.49202000000000001,0.56200000000000006,0.66341000000000006,0.82028999999999996,0.94821,0.99822999999999995,0.98565999999999998,1,0,0.19189000000000001,0,0,3.1499238684773445E-3,4.613745491951704E-3,5.0374306738376617E-3,7.3343059048056602E-3,6.8259956315159798E-3,9.1046160086989403E-3,8.8210515677928925E-3,9.9712787196040154E-3,8.9469440281391144E-3,9.7814910113811493E-3,2.7087847702205181E-3,6.3287434168159962E-3,3.256217809394002E-3,8.1382924690842628E-3,7.3535656556487083E-3,9.8006622865796089E-3,7.559425663203001E-3,8.6480248719453812E-3,2.9866148252040148E-3,4.3866699561476707E-3,3.1839935109019279E-3,6.9511821493506432E-3,7.9890629276633263E-3,5.5342852137982845E-3,4.8734834417700768E-3,5.9946035034954548E-3,null,null,null,null,null,0.71546500000000002,0.72714900000000005,0.86750000000000005,0.71971399999999996,1.9803999999999999E-2,5.2849999999999998E-3,4.2269999999999999E-3,0.7317988119145814,2.8608554970059345E-3,0.88139999999999996,0.9083,0.14879999999999999,0]
[632,0.15323999999999999,0.22778999999999999,0.28300999999999998,0.34233999999999998,0.14960999999999999,0.22447,0.24068999999999999,0.41594999999999999,0.44917000000000001,0.10970000000000001,0.12905,0.16650000000000001,0.52617000000000003,0.24468000000000001,0.22101999999999999,0.19162000000000001,0.33543000000000001,0.30967,0.20960000000000001,0.21621000000000001,0.14538000000000001,0.21246000000000001,0.20452000000000001,0.16574,0.12114999999999999,0.15187999999999999,0.10686,0.38895999999999997,0.26230999999999999,0.20161999999999999,0.16822000000000001,4.7176999999999997E-2,0.11643000000000001,0.14510000000000001,0.18149999999999999,0.14717,0.12923000000000001,0.12302,0.12268999999999999,0.10940999999999999,0.15573000000000001,0.10485999999999999,0.10004,0.10702,9.6021999999999996E-2,8.4545999999999996E-2,8.2446000000000005E-2,0.17779,0.15681,0.12681999999999999,0.10730000000000001,0.14853,0.14853,0.14840999999999999,0.14853,0.13034999999999999,0.11491,0.49342999999999998,0.49059999999999998,0.94374000000000002,0.85723000000000005,0.26234000000000002,0.53288000000000002,0.34389999999999998,0.54088999999999998,0.65142999999999995,0.16141,0.41976999999999998,0.52776999999999996,0.41737000000000002,0.47471999999999998,1.2116E-2,5.7650000000000002E-3,5.1320999999999999E-2,2.4982000000000001E-2,0.63534000000000002,0.61792000000000002,0.90800000000000003,0.73738999999999999,0.89053000000000004,0.62412000000000001,0.58931,0.64312999999999998,0.60024999999999995,0.59296000000000004,0.59157999999999999,0.59050999999999998,0.64117000000000002,0.55567,0.4224,0.49292999999999998,0.82752000000000003,0.48043999999999998,0.58243,0.59599999999999997,9.7959000000000004E-2,0.42061999999999999,0.76400000000000001,0.83760999999999997,0.57374000000000003,0.12989999999999999,0.89485000000000003,0.53586999999999996,0.44994000000000001,0.77980000000000005,0.84330000000000005,0.78990000000000005,0.85979000000000005,0.39328999999999997,0.39348,0.64768000000000003,0.18881999999999999,0.21598999999999999,0.55051000000000005,5.6069000000000001E-2,0.39378999999999997,0.38258999999999999,0.15404000000000001,0.36225000000000002,0.70601000000000003,0.96877000000000002,0.1431,2.1169E-2,0.17588999999999999,4.4223999999999999E-2,0.22627,0.96228000000000002,0.95489999999999997,4.505E-2,0.23213,0.21590000000000001,0.21589,0.21590000000000001,0.21590999999999999,0.86351999999999995,0.2321,0.25245000000000001,0.86939,0.87216000000000005,0.8,0.74582999999999999,0.81598999999999999,0.73136000000000001,0.75102999999999998,0.91015999999999997,0.85407999999999995,0.75566,0.85770999999999997,0.85921000000000003,0.85577000000000003,0.43025999999999998,0.50517000000000001,0.64524000000000004,0.85374000000000005,0.90627999999999997,0.63034999999999997,0.49163000000000001,0.37359999999999999,0.83830000000000005,0.26601000000000002,0.8357,0.84065999999999996,0.83137000000000005,0.82992999999999995,0.60389000000000004,0.61123000000000005,0.90098999999999996,0.44657000000000002,0.99014000000000002,0.93200000000000005,0.30569000000000002,0.95979999999999999,0.89851999999999999,0.87117999999999995,0.99072000000000005,0.99455000000000005,0.51634999999999998,0.32883000000000001,0.90744000000000002,0.29538999999999999,0.32883000000000001,0.68457999999999997,0.45561000000000001,0.74421999999999999,0.98823000000000005,0.80966000000000005,0.91846000000000005,0.39698,0.45201999999999998,0.42065999999999998,0.97033000000000003,0.98402999999999996,0.65036000000000005,0.93525999999999998,0.63249999999999995,0.93459000000000003,0.90164,0.90434999999999999,0.85553000000000001,0.90454999999999997,0.91278000000000004,0.91444000000000003,0.89061000000000001,0.86626000000000003,0.95074000000000003,0.34808,0.27677000000000002,0.94713999999999998,0.93095000000000006,0.73819000000000001,0.51112999999999997,0.94749000000000005,0.59611999999999998,0.94789999999999996,0.9496,0.94710000000000005,0.63973999999999998,0.99090999999999996,0.98150000000000004,0.89914000000000005,0.87041000000000002,0.87973999999999997,0.91352999999999995,0.53256000000000003,0.53959000000000001,0.83911999999999998,0.53993999999999998,0.52119000000000004,0.91510000000000002,0.45112000000000002,0.46864,0.35626000000000002,0.65500999999999998,0.81564000000000003,0.81977,0.80732999999999999,0.81281999999999999,0.86302000000000001,0.86504999999999999,0.91949999999999998,0.94416,0.67771999999999999,0.87573999999999996,0.86853999999999998,0.93567,0.72731999999999997,0.54837000000000002,0.38138,0.96160000000000001,0.88888,0.43974000000000002,0.98199999999999998,0.38668999999999998,0.91703999999999997,0.99975999999999998,0.8619,0.90286999999999995,0.65330999999999995,0.59765000000000001,0.62429999999999997,0.59960000000000002,0.64205000000000001,0.74731000000000003,0.95521,0.33821000000000001,0.86546999999999996,0.71926999999999996,0.48787000000000003,0.48091,0.60638000000000003,0.59721999999999997,0.89307000000000003,0.89412000000000003,0.89690000000000003,0.40438000000000002,0.90452999999999995,0.88305999999999996,0.84594000000000003,0.24858,0.75602999999999998,0.70887999999999995,0.92913000000000001,0.92437000000000002,0.90183000000000002,0.89348000000000005,0.99839999999999995,0.96725000000000005,0.34813,0.28408,0.29893999999999998,0.29054999999999997,0.27716000000000002,0.76185000000000003,0.84911000000000003,0.83747000000000005,0.99417999999999995,0.99970000000000003,0.93523000000000001,0.87190999999999996,0.79051000000000005,5.7748624694435825E-3,0.64456000000000002,0.59189000000000003,0.54996,0.92673224786511987,0.33030999999999999,0.50848000000000004,0.57769000000000004,0.67737999999999998,0.83038000000000001,0.95374999999999999,0.99912000000000001,0.98268999999999995,1,0,0.17408999999999999,0,0,2.8440079186111689E-3,5.091389175504446E-3,5.6222733110189438E-3,9.4362720847129822E-3,8.4833437576889992E-3,1.2176384218037128E-2,1.1015797965228558E-2,1.3453875668346882E-2,1.2074236758053303E-2,1.3460887596011162E-2,2.4378898087888956E-3,7.8584151342511177E-3,3.1638313084840775E-3,1.0770521126687527E-2,9.0724034234881401E-3,1.2286694720387459E-2,9.694250300526619E-3,1.1618196964263916E-2,2.7051186189055443E-3,4.8745167441666126E-3,2.9187491163611412E-3,8.9795095846056938E-3,1.0347576811909676E-2,6.5451827831566334E-3,5.5271992459893227E-3,7.2545488364994526E-3,null,null,null,null,null,0.64842999999999995,0.65640500000000002,0.80789999999999995,0.65383500000000006,9.7689999999999999E-3,4.6449999999999998E-3,2.0400000000000001E-3,0.99214329029415738,3.4306577392456249E-3,0.82230000000000003,0.84689999999999999,0.12919,0]
[633,0.14948,0.22161,0.27522999999999997,0.33302999999999999,0.14577999999999999,0.21803,0.23915,0.41571999999999998,0.44812999999999997,9.3174000000000007E-2,0.10942,0.14241999999999999,0.51815,0.24060000000000001,0.21446999999999999,0.18493000000000001,0.32551999999999998,0.30674000000000001,0.20907999999999999,0.21542,0.14496999999999999,0.18945999999999999,0.17094000000000001,0.15436,0.10886,0.14813000000000001,0.10421,0.38761000000000001,0.26106000000000001,0.16014999999999999,0.13500999999999999,4.6531999999999997E-2,9.2550999999999994E-2,0.11867999999999999,0.13855999999999999,0.10854,0.10603,9.3372999999999998E-2,9.0805999999999998E-2,8.9754E-2,0.11742,7.7815999999999996E-2,8.2184999999999994E-2,8.1044000000000005E-2,7.1479000000000001E-2,6.9431999999999994E-2,6.1494E-2,0.13441,0.11996,9.6880999999999995E-2,8.1853999999999996E-2,0.12202,0.12202,0.12191,0.12202,0.12690000000000001,0.11185,0.48394999999999999,0.48104999999999998,0.93686000000000003,0.85099999999999998,0.25713999999999998,0.52390000000000003,0.33901999999999999,0.54290000000000005,0.64856999999999998,0.11956,0.41156999999999999,0.52766999999999997,0.40849999999999997,0.46626000000000001,1.1990000000000001E-2,5.8050000000000003E-3,4.6625E-2,2.2865E-2,0.63851999999999998,0.62128000000000005,0.91200000000000003,0.74046999999999996,0.89356000000000002,0.62722,0.59206000000000003,0.64610999999999996,0.60390999999999995,0.59592000000000001,0.59453,0.59462000000000004,0.64515999999999996,0.55171999999999999,0.38413000000000003,0.52727000000000002,0.74128000000000005,0.42909000000000003,0.51339999999999997,0.52400000000000002,9.5919000000000004E-2,0.43504999999999999,0.80600000000000005,0.78051000000000004,0.58787999999999996,0.12784000000000001,0.92989999999999995,0.51632,0.43608000000000002,0.82625999999999999,0.88866000000000001,0.83635999999999999,0.90308999999999995,0.32633000000000001,0.32654,0.68788000000000005,0.16825000000000001,0.19192000000000001,0.48548999999999998,4.9077999999999997E-2,0.32688,0.33585999999999999,0.13764999999999999,0.31813000000000002,0.63517999999999997,0.95315000000000005,0.10777,2.0785000000000001E-2,0.15692999999999999,3.8383E-2,0.20085,0.94342000000000004,0.96992999999999996,3.9130999999999999E-2,0.20594000000000001,0.19184000000000001,0.19183,0.19184999999999999,0.19184999999999999,0.79527999999999999,0.20591999999999999,0.22358,0.90612000000000004,0.91134000000000004,0.84645999999999999,0.78542000000000001,0.74589000000000005,0.66042000000000001,0.75365000000000004,0.94010000000000005,0.90271999999999997,0.79798999999999998,0.90513999999999994,0.90613999999999995,0.90383999999999998,0.45238,0.53169,0.67995000000000005,0.90249000000000001,0.93752000000000002,0.66805000000000003,0.52032,0.39467000000000002,0.89219999999999999,0.28044999999999998,0.89046999999999998,0.89376999999999995,0.88758000000000004,0.88661999999999996,0.53581999999999996,0.54283999999999999,0.93398999999999999,0.45519999999999999,0.99341999999999997,0.92800000000000005,0.30048000000000002,0.95369000000000004,0.88973999999999998,0.86089000000000004,0.99339,0.99636999999999998,0.50973000000000002,0.32336999999999999,0.90114000000000005,0.29052,0.32336999999999999,0.68137999999999999,0.44839000000000001,0.73257000000000005,0.98565999999999998,0.80088999999999999,0.91025,0.39079999999999998,0.44462000000000002,0.41349000000000002,0.96650000000000003,0.98058000000000001,0.64395000000000002,0.93010000000000004,0.62338000000000005,0.92781999999999998,0.89393,0.89663000000000004,0.84640000000000004,0.89732000000000001,0.90541000000000005,0.90708,0.88363999999999998,0.85809999999999997,0.94693000000000005,0.34153,0.27163999999999999,0.94096999999999997,0.92340999999999995,0.72970999999999997,0.50568000000000002,0.94271000000000005,0.58755999999999997,0.94306999999999996,0.94496000000000002,0.94233,0.63180999999999998,0.98897999999999997,0.97860000000000003,0.8911,0.86301000000000005,0.87166999999999994,0.90530999999999995,0.52515999999999996,0.53222999999999998,0.82925000000000004,0.53210999999999997,0.51337999999999995,0.90781999999999996,0.44388,0.46128000000000002,0.35008,0.64497000000000004,0.80630000000000002,0.81069000000000002,0.79823,0.80367999999999995,0.85355999999999999,0.85528999999999999,0.91234000000000004,0.94025000000000003,0.66791,0.86428000000000005,0.85758000000000001,0.92981999999999998,0.71701999999999999,0.53956000000000004,0.37034,0.95491999999999999,0.88070000000000004,0.43282999999999999,0.97757000000000005,0.38100000000000001,0.91008999999999995,0.99965000000000004,0.85165000000000002,0.89415,0.64488999999999996,0.59025000000000005,0.61638999999999999,0.59201999999999999,0.63404000000000005,0.73694999999999999,0.95020000000000004,0.33232,0.85721000000000003,0.71040000000000003,0.48081000000000002,0.47383999999999998,0.59772000000000003,0.58977999999999997,0.88534000000000002,0.88468999999999998,0.88944000000000001,0.39894000000000002,0.89651999999999998,0.87163999999999997,0.83528999999999998,0.24484,0.74838000000000005,0.69977999999999996,0.92428999999999994,0.91812000000000005,0.89366000000000001,0.87553000000000003,0.99758999999999998,0.97258,0.34226000000000001,0.27883999999999998,0.29348999999999997,0.28571000000000002,0.27250999999999997,0.75251000000000001,0.83950000000000002,0.82765999999999995,0.99573,0.99955000000000005,0.93828,0.87372000000000005,0.79144000000000003,5.7784151609283525E-3,0.64454999999999996,0.59165000000000001,0.54957999999999996,0.92792934937738036,0.33365,0.51178999999999997,0.58082999999999996,0.68015000000000003,0.83237000000000005,0.95481000000000005,0.99924999999999997,0.98207,1,0,0.16927,0,0,2.7826132718473673E-3,5.1228511147201061E-3,5.6691956706345081E-3,9.6758455038070679E-3,8.6719747632741928E-3,1.2533268891274929E-2,1.115053053945303E-2,1.3837111182510853E-2,1.2478111311793327E-2,1.3941391371190548E-2,2.3806379176676273E-3,8.0076521262526512E-3,3.1294093932956457E-3,1.1078206822276115E-2,9.2112589627504349E-3,1.2376556172966957E-2,9.9280290305614471E-3,1.1969398707151413E-2,2.6503389235585928E-3,4.9204220995306969E-3,2.8639696538448334E-3,9.2095285654067993E-3,1.0573029518127441E-2,6.61468505859375E-3,5.5520273745059967E-3,7.3441965505480766E-3,null,null,null,null,null,0.63478100000000004,0.64242200000000005,0.80030000000000001,0.63976299999999997,9.0279999999999996E-3,4.712E-3,2.0400000000000001E-3,1,3.4446200113769031E-3,0.80910000000000004,0.83120000000000005,0.12579299999999999,0]
[639,0.12769,0.18615999999999999,0.23052,0.27900000000000003,0.12379999999999999,0.18110999999999999,0.23044999999999999,0.41454999999999997,0.44236999999999999,3.3193E-2,3.6764999999999999E-2,4.8855000000000003E-2,0.47720000000000001,0.21626999999999999,0.17915,0.14877000000000001,0.27089000000000002,0.29281000000000001,0.20197000000000001,0.21034,0.14101,0.10793999999999999,8.8725999999999999E-2,0.11046,7.4327000000000004E-2,0.12648999999999999,8.8817999999999994E-2,0.37953999999999999,0.25469000000000003,6.0467E-2,5.4220999999999998E-2,6.5670000000000006E-2,3.5978000000000003E-2,3.2954999999999998E-2,4.3432999999999999E-2,2.1693E-2,3.0103999999999999E-2,2.6377999999999999E-2,1.9007E-2,2.6159000000000002E-2,3.5504000000000001E-2,1.6882999999999999E-2,2.4743000000000001E-2,2.2377000000000001E-2,1.6069E-2,2.197E-2,1.4704999999999999E-2,3.5755000000000002E-2,3.6221000000000003E-2,2.8257999999999998E-2,2.3991999999999999E-2,3.6735999999999998E-2,3.6735999999999998E-2,3.6704000000000001E-2,3.6735999999999998E-2,0.10995000000000001,9.7183000000000005E-2,0.43224000000000001,0.43071999999999999,0.89361999999999997,0.81615000000000004,0.22597,0.47744999999999999,0.32927000000000001,0.49970999999999999,0.66571000000000002,5.8562999999999997E-2,0.37559999999999999,0.54376000000000002,0.36698999999999998,0.47933999999999999,1.0704999999999999E-2,4.7234E-3,2.9517000000000002E-2,1.4663000000000001E-2,0.65759999999999996,0.64029000000000003,0.93600000000000005,0.75826000000000005,0.91088000000000002,0.64614000000000005,0.60911999999999999,0.66374,0.62514000000000003,0.61377000000000004,0.61333000000000004,0.61424000000000001,0.66864000000000001,0.53122999999999998,0.22891,0.77373999999999998,0.34991,0.24324999999999999,0.26390999999999998,0.24399999999999999,8.3673999999999998E-2,0.47216999999999998,0.97799999999999998,0.45532,0.6,0.10722,0.99175000000000002,0.46117999999999998,0.38632,0.98384000000000005,0.99587999999999999,0.98585999999999996,0.99794000000000005,9.6898999999999999E-2,9.7144999999999995E-2,0.91310999999999998,8.1531000000000006E-2,9.2915999999999999E-2,0.22028,1.9474000000000002E-2,9.7504999999999994E-2,0.15506,6.5822000000000006E-2,0.14763999999999999,0.29958000000000001,0.57669000000000004,2.1513000000000001E-2,1.9858000000000001E-2,7.5888999999999998E-2,1.4357E-2,9.7092999999999999E-2,0.54935,0.69962000000000002,1.4718999999999999E-2,9.9470000000000003E-2,9.2868000000000006E-2,9.2866000000000004E-2,9.2871999999999996E-2,9.2874999999999999E-2,0.37107000000000001,9.9460000000000007E-2,0.10761,0.97958999999999996,0.99794000000000005,0.98787999999999998,0.89792000000000005,0.36947999999999998,0.31474999999999997,0.77875000000000005,0.84287999999999996,0.85528999999999999,0.74685999999999997,0.84518000000000004,0.84148999999999996,0.84989999999999999,0.40667999999999999,0.47969000000000001,0.61895999999999995,0.85824999999999996,0.88321000000000005,0.66019000000000005,0.50651000000000002,0.37685999999999997,0.92989999999999995,0.26269999999999999,0.94089,0.92130999999999996,0.95750000000000002,0.96863999999999995,0.24479999999999999,0.24840000000000001,0.93708999999999998,0.44064999999999999,0.99641999999999997,0.88800000000000001,0.26921,0.91791999999999996,0.82913999999999999,0.79542000000000002,0.99975000000000003,0.99956999999999996,0.46897,0.29043999999999998,0.85599999999999998,0.26124999999999998,0.29043999999999998,0.65847,0.40617999999999999,0.66276000000000002,0.96547000000000005,0.74678999999999995,0.86102000000000001,0.35370000000000001,0.40023999999999998,0.37045,0.93896000000000002,0.95335999999999999,0.60448000000000002,0.89556000000000002,0.56867999999999996,0.88719999999999999,0.84299999999999997,0.84641999999999995,0.78963000000000005,0.85023000000000004,0.85823000000000005,0.85967000000000005,0.83818000000000004,0.80661000000000005,0.91610000000000003,0.30406,0.24168999999999999,0.89946999999999999,0.87816000000000005,0.69201999999999997,0.47208,0.91017999999999999,0.53617000000000004,0.90991,0.91266000000000003,0.90996999999999995,0.57335000000000003,0.96526999999999996,0.95003000000000004,0.84189000000000003,0.81862999999999997,0.82320000000000004,0.85411000000000004,0.48077999999999999,0.48826999999999998,0.77005999999999997,0.48516999999999999,0.46650999999999998,0.85895999999999995,0.39981,0.41714000000000001,0.31441999999999998,0.58472000000000002,0.74894000000000005,0.75548000000000004,0.74109000000000003,0.74685000000000001,0.79681000000000002,0.79673000000000005,0.86629999999999996,0.90705000000000002,0.60843999999999998,0.79549999999999998,0.79185000000000005,0.89083999999999997,0.65529000000000004,0.48665999999999998,0.30874000000000001,0.90685000000000004,0.82882999999999996,0.39137,0.94493000000000005,0.34499999999999997,0.86385999999999996,0.99509000000000003,0.78761999999999999,0.84184999999999999,0.59440000000000004,0.54586000000000001,0.56896999999999998,0.54652000000000001,0.58596999999999999,0.67359999999999998,0.91690000000000005,0.29798999999999998,0.80495000000000005,0.65534999999999999,0.43936999999999998,0.43142999999999998,0.54444000000000004,0.54293000000000002,0.83896000000000004,0.82809999999999995,0.83955999999999997,0.35622999999999999,0.84599999999999997,0.80535999999999996,0.77695000000000003,0.22205,0.68830000000000002,0.65056000000000003,0.87534999999999996,0.86092999999999997,0.84470999999999996,0.80171000000000003,0.98479000000000005,0.99539,0.30797999999999998,0.24854999999999999,0.26184000000000002,0.25739000000000001,0.24548,0.69494999999999996,0.77632000000000001,0.76366000000000001,0.99975999999999998,0.98628000000000005,0.95657000000000003,0.88458999999999999,0.79701999999999995,5.7988144862282168E-3,0.64448000000000005,0.59021999999999997,0.54730999999999996,0.93501993284451468,0.35410000000000003,0.53171000000000002,0.59965000000000002,0.69669000000000003,0.84402999999999995,0.96092999999999995,0.99983999999999995,0.97814999999999996,1,0,0.14727999999999999,0,0,2.4161683395504951E-3,4.50486084446311E-3,5.0488715060055256E-3,8.6947185918688774E-3,7.8781042248010635E-3,1.1359148658812046E-2,9.0834451839327812E-3,1.2339894659817219E-2,1.1681631207466125E-2,1.3072584755718708E-2,2.0654182881116867E-3,7.0699518546462059E-3,2.7171489782631397E-3,1.0040433146059513E-2,7.8298049047589302E-3,9.6036558970808983E-3,8.9120771735906601E-3,1.091218926012516E-2,2.3110206238925457E-3,4.3925279751420021E-3,2.4989123921841383E-3,8.3267148584127426E-3,9.1475332155823708E-3,5.6032524444162846E-3,4.6699373051524162E-3,6.1958734877407551E-3,null,null,null,null,null,0.55721200000000004,0.55705499999999997,0.72560000000000002,0.56030400000000002,5.5989999999999998E-3,4.9799999999999996E-4,0,0.45338735723992329,3.4563942200414497E-3,0.73260000000000003,0.75690000000000002,0.108234,0]
[644,0.11147,0.16026000000000001,0.19761000000000001,0.23923,0.10765,0.15448999999999999,0.22778000000000001,0.41930000000000001,0.44585999999999998,2.9068E-2,3.1384000000000002E-2,3.9602999999999999E-2,0.44850000000000001,0.20402000000000001,0.15254000000000001,0.12504000000000001,0.23250000000000001,0.28220000000000001,0.19645000000000001,0.20347000000000001,0.13729,8.9091000000000004E-2,7.6642000000000002E-2,9.5050999999999997E-2,6.5416000000000002E-2,0.11085,7.7693999999999999E-2,0.37157000000000001,0.24979000000000001,5.2542999999999999E-2,5.0148999999999999E-2,3.9294999999999997E-2,3.4700000000000002E-2,2.7415999999999999E-2,3.8556E-2,2.3084E-2,2.5857999999999999E-2,2.7526999999999999E-2,2.0955999999999999E-2,2.3460000000000002E-2,3.4738999999999999E-2,1.9344E-2,2.2865E-2,2.2713000000000001E-2,1.8613000000000001E-2,2.1375000000000002E-2,1.7760999999999999E-2,3.3055000000000001E-2,3.4248000000000001E-2,2.8465000000000001E-2,2.3795E-2,3.3946999999999998E-2,3.3946999999999998E-2,3.3917999999999997E-2,3.3946999999999998E-2,9.9750000000000005E-2,8.8125999999999996E-2,0.39777000000000001,0.39695999999999998,0.85623000000000005,0.78290000000000004,0.21038999999999999,0.45872000000000002,0.3,0.51121000000000005,0.62570999999999999,3.3017999999999999E-2,0.36021999999999998,0.54883000000000004,0.35681000000000002,0.51593999999999995,1.1008E-2,6.2953999999999996E-3,2.8962000000000002E-2,1.4559000000000001E-2,0.67208000000000001,0.65686999999999995,0.94799999999999995,0.77212000000000003,0.92437999999999998,0.66242000000000001,0.62275999999999998,0.67878000000000005,0.64178999999999997,0.62905999999999995,0.62904000000000004,0.63100999999999996,0.68664000000000003,0.51783000000000001,0.17543,0.96364000000000005,0.21379000000000001,0.18329999999999999,0.18686,0.154,7.3469999999999994E-2,0.39174999999999999,0.872,0.27884999999999999,0.49091000000000001,9.4846E-2,0.77525999999999995,0.44552999999999998,0.37508000000000002,0.83030000000000004,0.77732000000000001,0.80606,0.76907000000000003,3.7811999999999998E-2,3.8018000000000003E-2,0.98985999999999996,4.2139000000000003E-2,4.8923000000000001E-2,0.12106,7.9913999999999992E-3,3.8363000000000001E-2,8.5740999999999998E-2,3.2643999999999999E-2,8.1505999999999995E-2,0.16020999999999999,0.25239,1.5245E-2,1.9389E-2,3.8753999999999997E-2,5.6124E-3,5.1401000000000002E-2,0.23526,0.33371000000000001,5.7813999999999999E-3,5.2804999999999998E-2,4.8897000000000003E-2,4.8895000000000001E-2,4.8898999999999998E-2,4.8901E-2,0.16331000000000001,5.2798999999999999E-2,5.7598000000000003E-2,0.76734999999999998,0.77732000000000001,0.79798000000000002,0.72292000000000001,0.19484000000000001,0.16764999999999999,0.85868999999999995,0.52347999999999995,0.45874999999999999,0.39881,0.44949,0.44580999999999998,0.45433000000000001,0.21215999999999999,0.25097000000000003,0.32402999999999998,0.46228000000000002,0.56708999999999998,0.36729000000000001,0.27888000000000002,0.20473,0.54225000000000001,0.14152999999999999,0.55454999999999999,0.53122000000000003,0.57565999999999995,0.58950999999999998,0.13327,0.13503999999999999,0.66237000000000001,0.33306999999999998,0.98119999999999996,0.84799999999999998,0.24304000000000001,0.88458999999999999,0.77251000000000003,0.73926999999999998,0.98833000000000004,0.98787999999999998,0.43564000000000003,0.26334999999999997,0.80947999999999998,0.23727000000000001,0.26334999999999997,0.63349999999999995,0.37165999999999999,0.60240000000000005,0.93766000000000005,0.70167000000000002,0.81193000000000004,0.32490999999999998,0.36792000000000002,0.33943000000000001,0.90844999999999998,0.92359000000000002,0.57011999999999996,0.85807,0.52480000000000004,0.85224999999999995,0.79693999999999998,0.80098000000000003,0.73821999999999999,0.80803999999999998,0.81277999999999995,0.81552999999999998,0.79515000000000002,0.75736000000000003,0.88100999999999996,0.27539999999999998,0.21851999999999999,0.86026000000000002,0.83157000000000003,0.65588000000000002,0.44302000000000002,0.87414000000000003,0.49398999999999998,0.87404000000000004,0.87685999999999997,0.87370999999999999,0.52761999999999998,0.93745000000000001,0.91712000000000005,0.79686000000000001,0.77558000000000005,0.77773999999999999,0.80676000000000003,0.44477,0.45019999999999999,0.71931,0.44736999999999999,0.43092999999999998,0.81359000000000004,0.36281999999999998,0.38480999999999999,0.28577999999999998,0.53830999999999996,0.69886000000000004,0.70560999999999996,0.69191000000000003,0.69786000000000004,0.74589000000000005,0.74694000000000005,0.82410000000000005,0.87531999999999999,0.55984999999999996,0.74490000000000001,0.74061999999999995,0.85516999999999999,0.60682999999999998,0.44566,0.26390999999999998,0.86343999999999999,0.78364,0.35938999999999999,0.9103,0.31608000000000003,0.81945000000000001,0.98065000000000002,0.73392000000000002,0.79520999999999997,0.55227999999999999,0.50951999999999997,0.52998999999999996,0.50871,0.54535,0.62234,0.88132999999999995,0.27099000000000001,0.75793999999999995,0.60872000000000004,0.40578999999999998,0.39785999999999999,0.50165999999999999,0.50253000000000003,0.79791000000000001,0.77615000000000001,0.79332999999999998,0.32156000000000001,0.80149999999999999,0.74870999999999999,0.73141999999999996,0.20371,0.63780000000000003,0.60955999999999999,0.82408999999999999,0.81966000000000006,0.79551000000000005,0.75173000000000001,0.95904,0.99968000000000001,0.28053,0.22475999999999999,0.23699999999999999,0.23474999999999999,0.22392999999999999,0.64753000000000005,0.72106999999999999,0.70850000000000002,0.98392000000000002,0.96518000000000004,0.94725000000000004,0.87305999999999995,0.78474999999999995,5.7021535693607128E-3,0.63275999999999999,0.57906999999999997,0.53674999999999995,0.92878161933436076,0.37167,0.54842999999999997,0.61531999999999998,0.71028999999999998,0.85341999999999996,0.96565000000000001,0.99997999999999998,0.97463,1,0,0.12034,0,0,2.1409604232758284E-3,3.227501641958952E-3,3.6439327523112297E-3,5.5071325041353703E-3,5.2054813131690025E-3,7.0339357480406761E-3,5.2896812558174133E-3,7.4425986967980862E-3,7.446428295224905E-3,8.2022873684763908E-3,1.8408801406621933E-3,4.5314165763556957E-3,2.2019017487764359E-3,6.265916395932436E-3,4.8719681799411774E-3,5.243158433586359E-3,5.69137092679739E-3,6.7835384979844093E-3,2.0337726455181837E-3,3.1513157300651073E-3,2.1496727131307125E-3,5.2961050532758236E-3,5.5061113089323044E-3,3.6140959709882736E-3,3.1491229310631752E-3,3.8982981350272894E-3,null,null,null,null,null,0.49348399999999998,0.49094700000000002,0.65910000000000002,0.49714399999999997,5.9599999999999996E-4,0,0,0.18499165311115584,3.4564171669554731E-3,0.65490000000000004,0.68279999999999996,9.7563999999999998E-2,0]
[650,9.5031000000000004E-2,0.13378999999999999,0.16389000000000001,0.19814999999999999,9.1266E-2,0.12756999999999999,0.22700999999999999,0.42521999999999999,0.45616000000000001,4.3289000000000001E-2,4.9148999999999998E-2,6.0995000000000001E-2,0.40500999999999998,0.18074999999999999,0.12564,0.10145999999999999,0.19123999999999999,0.27353,0.19028,0.193,0.13052,0.10156,0.113,9.2095999999999997E-2,7.2053000000000006E-2,9.4349000000000002E-2,6.5841999999999998E-2,0.36088999999999999,0.24365999999999999,0.10725999999999999,9.4924999999999995E-2,2.5083999999999999E-2,6.3361000000000001E-2,5.731E-2,9.8395999999999997E-2,7.9047999999999993E-2,5.2356E-2,7.0416000000000006E-2,6.7159999999999997E-2,4.5643000000000003E-2,7.3315000000000005E-2,5.8736999999999998E-2,4.3319999999999997E-2,5.8741000000000002E-2,5.4642000000000003E-2,3.8515000000000001E-2,4.8351999999999999E-2,9.5358999999999999E-2,8.5841000000000001E-2,7.1517999999999998E-2,5.9566000000000001E-2,6.4315999999999998E-2,6.4315999999999998E-2,6.4260999999999999E-2,6.4315999999999998E-2,8.7966000000000003E-2,7.6846999999999999E-2,0.35397000000000001,0.34105999999999997,0.80508999999999997,0.72531000000000001,0.19481000000000001,0.40217000000000003,0.26828999999999997,0.37874999999999998,0.55713999999999997,2.1541999999999999E-2,0.32207000000000002,0.432,0.30803999999999998,0.37008999999999997,1.1039E-2,5.7409999999999996E-3,4.0326000000000001E-2,2.0303999999999999E-2,0.69257999999999997,0.68032999999999999,0.97,0.78822000000000003,0.93976000000000004,0.68176000000000003,0.63856999999999997,0.69655999999999996,0.66047999999999996,0.64768000000000003,0.64802000000000004,0.64873000000000003,0.70699999999999996,0.50936000000000003,0.14016999999999999,0.87878999999999996,0.13597999999999999,0.14415,0.14116999999999999,0.11,6.1224000000000001E-2,0.23710999999999999,0.52,0.16727,0.30303000000000002,8.2474000000000006E-2,0.42268,0.71142000000000005,0.48594999999999999,0.44444,0.38144,0.41414000000000001,0.39174999999999999,1.3099E-2,1.3254999999999999E-2,0.85911000000000004,1.5589E-2,1.8693999999999999E-2,5.5940999999999998E-2,2.1069999999999999E-3,1.3491E-2,3.7352000000000003E-2,1.1313999999999999E-2,3.5128E-2,7.6430999999999999E-2,7.3613999999999999E-2,1.3849E-2,2.0392E-2,1.4057999999999999E-2,1.3799999999999999E-3,1.9841000000000001E-2,6.9872000000000004E-2,9.8655000000000007E-2,1.4319999999999999E-3,2.0489E-2,1.8683000000000002E-2,1.8683000000000002E-2,1.8683999999999999E-2,1.8685E-2,5.6052999999999999E-2,2.0486999999999998E-2,2.2717999999999999E-2,0.41837000000000002,0.40205999999999997,0.41414000000000001,0.375,9.3108999999999997E-2,8.0091999999999997E-2,0.96850000000000003,0.28516000000000002,0.15451000000000001,0.13519999999999999,0.15101999999999999,0.14996000000000001,0.15290000000000001,7.1797E-2,8.4570999999999993E-2,0.10929999999999999,0.15604999999999999,0.30780999999999997,0.12587000000000001,9.5651E-2,7.0398000000000002E-2,0.18739,4.9107999999999999E-2,0.19184000000000001,0.18290999999999999,0.20044999999999999,0.20593,6.2631999999999993E-2,6.3576999999999995E-2,0.33227000000000001,0.20473,0.94101000000000001,0.8,0.21312999999999999,0.83586000000000005,0.70230000000000004,0.66979,0.95679999999999998,0.95982000000000001,0.39831,0.23283999999999999,0.74931999999999999,0.21007000000000001,0.23283999999999999,0.60043999999999997,0.33267000000000002,0.53269999999999995,0.89763000000000004,0.64288000000000001,0.75061,0.29099999999999998,0.33052999999999999,0.30365999999999999,0.86373,0.87931000000000004,0.52498,0.80949000000000004,0.47338000000000002,0.80998000000000003,0.73692999999999997,0.74097000000000002,0.67964999999999998,0.75233000000000005,0.75307000000000002,0.75749,0.73787999999999998,0.69542000000000004,0.83150000000000002,0.24265999999999999,0.1925,0.80561000000000005,0.77298999999999995,0.60441,0.40738000000000002,0.82733999999999996,0.44546000000000002,0.82728999999999997,0.83028999999999997,0.82742000000000004,0.47841,0.89649000000000001,0.87105999999999995,0.73807999999999996,0.72209999999999996,0.72167000000000003,0.74638000000000004,0.40261999999999998,0.40487000000000001,0.65798999999999996,0.40240999999999999,0.38929000000000002,0.75463000000000002,0.31958999999999999,0.34733999999999998,0.25387999999999999,0.48375000000000001,0.63770000000000004,0.64380999999999999,0.63116000000000005,0.63685999999999998,0.68369000000000002,0.68689999999999996,0.77014000000000005,0.82745000000000002,0.50227999999999995,0.68618999999999997,0.68018999999999996,0.80896999999999997,0.54659000000000002,0.39738000000000001,0.21723999999999999,0.80467,0.72618000000000005,0.32178000000000001,0.86346000000000001,0.28308,0.75941999999999998,0.94720000000000004,0.66901999999999995,0.73831999999999998,0.50173999999999996,0.46611999999999998,0.48336000000000001,0.46338000000000001,0.49643999999999999,0.56040999999999996,0.83265999999999996,0.23996000000000001,0.69937000000000005,0.55427999999999999,0.36660999999999999,0.35892000000000002,0.45279999999999998,0.45573000000000002,0.74794000000000005,0.71236999999999995,0.73311999999999999,0.28592000000000001,0.74517999999999995,0.68679000000000001,0.66534000000000004,0.18126999999999999,0.58365,0.54776000000000002,0.76254999999999995,0.76641000000000004,0.73490999999999995,0.69062000000000001,0.91700000000000004,0.99143999999999999,0.24912999999999999,0.19803999999999999,0.20924000000000001,0.20927000000000001,0.19953000000000001,0.58997999999999995,0.65222000000000002,0.63976999999999995,0.95250000000000001,0.92513999999999996,0.92869000000000002,0.85306000000000004,0.76493999999999995,5.5454387684397985E-3,0.61521000000000003,0.56271000000000004,0.52146999999999999,0.91755430099507262,0.39334000000000002,0.56860999999999995,0.63407999999999998,0.72640000000000005,0.86431000000000002,0.97089000000000003,0.99980000000000002,0.97016000000000002,1,0,0.11255999999999999,0,0,1.835918752476573E-3,2.0426360424607992E-3,2.2664135321974754E-3,2.4878827389329672E-3,2.6026142295449972E-3,2.8968814294785261E-3,2.2989376448094845E-3,2.9078836087137461E-3,3.1092935241758823E-3,3.2552697230130434E-3,1.5792795456945896E-3,2.1981087047606707E-3,1.7181674484163523E-3,2.6610828936100006E-3,2.3336142767220736E-3,2.0559853874146938E-3,2.6132827624678612E-3,2.7822416741400957E-3,1.7282846383750439E-3,1.9626312423497438E-3,1.7872325843200088E-3,2.4147611111402512E-3,2.318140584975481E-3,1.9453717395663261E-3,1.8551162211224437E-3,1.9641376566141844E-3,null,null,null,null,null,0.42428300000000002,0.41724800000000001,0.57979999999999998,0.42610199999999998,0,0,0,6.4979142611679572E-2,4.961156755897483E-3,0.5796,0.59909999999999997,8.5323999999999997E-2,0]
[658,7.7307000000000001E-2,0.10514999999999999,0.12747,0.15390000000000001,7.3552999999999993E-2,9.9111000000000005E-2,0.22578000000000001,0.41594999999999999,0.47474,3.3681999999999997E-2,3.6956999999999997E-2,4.4680999999999998E-2,0.34268999999999999,0.15626000000000001,9.6872E-2,7.5572E-2,0.14662,0.25480000000000003,0.17543,0.18096999999999999,0.12396,7.0447999999999997E-2,5.2748000000000003E-2,7.0536000000000001E-2,4.6202E-2,7.7074000000000004E-2,5.4040999999999999E-2,0.34056999999999998,0.2286,4.1262E-2,4.1766999999999999E-2,2.7858000000000001E-2,3.0171E-2,2.9375999999999999E-2,3.184E-2,1.516E-2,2.7144999999999999E-2,1.6684000000000001E-2,1.3818E-2,2.3418999999999999E-2,2.3762999999999999E-2,1.2128999999999999E-2,2.2633E-2,2.2797000000000001E-2,1.217E-2,2.0448000000000001E-2,1.1442000000000001E-2,2.9603999999999998E-2,3.0866999999999999E-2,2.6578000000000001E-2,2.486E-2,3.3603000000000001E-2,3.3603000000000001E-2,3.3574E-2,3.3603000000000001E-2,7.9618999999999995E-2,7.0474999999999996E-2,0.32357000000000002,0.32024000000000002,0.75853000000000004,0.6875,0.21557999999999999,0.45279000000000003,0.29268,0.44086999999999998,0.52856999999999998,2.3290000000000002E-2,0.35075000000000001,0.42559999999999998,0.36129,0.39584000000000003,1.1166000000000001E-2,5.176E-3,2.6099000000000001E-2,1.2846E-2,0.71696000000000004,0.70404,0.98599999999999999,0.81066000000000005,0.95835999999999999,0.70601999999999998,0.66073999999999999,0.72048000000000001,0.68389,0.67223999999999995,0.67408999999999997,0.67657999999999996,0.73306000000000004,0.51192000000000004,0.11538,0.33333000000000002,0.10929,0.11589000000000001,0.11038000000000001,7.8E-2,5.5101999999999998E-2,0.11959,0.20799999999999999,0.10828,0.18182000000000001,6.5979999999999997E-2,0.20824999999999999,0.93913000000000002,0.58045000000000002,0.16162000000000001,0.14021,0.14141000000000001,0.16081999999999999,4.3458000000000004E-3,4.4587999999999997E-3,0.44963999999999998,3.7079999999999999E-3,4.5983999999999999E-3,1.7455999999999999E-2,3.6099999999999999E-4,4.6607999999999997E-3,1.0666E-2,2.519E-3,9.8954000000000004E-3,2.6065000000000001E-2,2.2016999999999998E-2,1.3945000000000001E-2,1.8599000000000001E-2,3.2767999999999999E-3,2.218E-4,4.9328000000000002E-3,2.1233999999999999E-2,2.9107000000000001E-2,2.31E-4,5.1219999999999998E-3,4.5956E-3,4.5951999999999998E-3,4.5956E-3,4.5956E-3,1.7732000000000001E-2,5.1215999999999996E-3,5.7796000000000002E-3,0.19592000000000001,0.17732000000000001,0.14746999999999999,0.14792,3.3152000000000001E-2,2.7622000000000001E-2,0.76458999999999999,0.17956,4.5894999999999998E-2,4.0833000000000001E-2,4.4956000000000003E-2,4.4690000000000001E-2,4.5434000000000002E-2,2.1984E-2,2.5780000000000001E-2,3.2974999999999997E-2,4.6309999999999997E-2,0.19347,3.8206999999999998E-2,2.9484E-2,2.2155000000000001E-2,5.6017999999999998E-2,1.5774E-2,5.7335999999999998E-2,5.4935999999999999E-2,5.9607E-2,6.1155000000000001E-2,2.026E-2,2.0656999999999998E-2,0.15753,0.12722,0.85314999999999996,0.72599999999999998,0.17917,0.74743999999999999,0.60724999999999996,0.57372999999999996,0.90127000000000002,0.89932000000000001,0.34783999999999998,0.19741,0.66746000000000005,0.17838999999999999,0.19741,0.54969000000000001,0.28604000000000002,0.44631999999999999,0.83160999999999996,0.56366000000000005,0.66032999999999997,0.24883,0.28237000000000001,0.26024000000000003,0.78907000000000005,0.79764000000000002,0.46514,0.73758999999999997,0.40860000000000002,0.72848000000000002,0.65071000000000001,0.65634000000000003,0.59265999999999996,0.6704,0.66781000000000001,0.67166000000000003,0.65697000000000005,0.60829999999999995,0.75927,0.20361000000000001,0.16137000000000001,0.72450000000000003,0.68833999999999995,0.53115999999999997,0.36386000000000002,0.75556999999999996,0.38163000000000002,0.75558999999999998,0.75871999999999995,0.75573000000000001,0.40642,0.81845000000000001,0.79549999999999998,0.65100999999999998,0.63976999999999995,0.63793999999999995,0.65314000000000005,0.34876000000000001,0.34993000000000002,0.57313000000000003,0.34993000000000002,0.33611000000000002,0.66574999999999995,0.26749000000000001,0.29866999999999999,0.21478,0.41688999999999998,0.55720000000000003,0.56259999999999999,0.55076000000000003,0.55657999999999996,0.59584000000000004,0.59194999999999998,0.68759999999999999,0.75497999999999998,0.42759999999999998,0.59626000000000001,0.59011000000000002,0.73197000000000001,0.46973999999999999,0.33517000000000002,0.16667000000000001,0.71152000000000004,0.63870000000000005,0.27672999999999998,0.77132000000000001,0.24362,0.67674000000000001,0.88122999999999996,0.57677999999999996,0.65158000000000005,0.43441000000000002,0.40550999999999998,0.41959000000000002,0.40265000000000001,0.43078,0.48071000000000003,0.75441000000000003,0.20377000000000001,0.61592999999999998,0.48104000000000002,0.31735000000000002,0.30542999999999998,0.38525999999999999,0.39843000000000001,0.67269000000000001,0.61495999999999995,0.64702000000000004,0.24346000000000001,0.66271999999999998,0.60468999999999995,0.56896999999999998,0.15434999999999999,0.51429000000000002,0.47715999999999997,0.67391999999999996,0.67444000000000004,0.64800999999999997,0.61445000000000005,0.85143999999999997,0.95457000000000003,0.21152000000000001,0.16669999999999999,0.17638999999999999,0.17845,0.17022000000000001,0.51841000000000004,0.56337999999999999,0.55186999999999997,0.89220999999999995,0.85618000000000005,0.94832000000000005,0.86433000000000004,0.77022000000000002,5.5552029553672224E-3,0.61397000000000002,0.55984999999999996,0.51758000000000004,0.92410104706773055,0.42335,0.59567999999999999,0.65898999999999996,0.74746000000000001,0.87810999999999995,0.97707999999999995,0.99885999999999997,0.9637,1,0,0.10213999999999999,0,0,1.4607219491153955E-3,1.3451263075694442E-3,1.4606945915147662E-3,1.0321218287572265E-3,1.2640601489692926E-3,9.334412170574069E-4,9.5912849064916372E-4,8.3698087837547064E-4,9.9573074840009212E-4,8.8679208420217037E-4,1.2633231235668063E-3,1.0548026766628027E-3,1.3053867733106017E-3,9.4779726350679994E-4,1.1232815450057387E-3,7.1247899904847145E-4,1.0978436330333352E-3,8.9390145149081945E-4,1.3643315760418773E-3,1.2438491685315967E-3,1.4092298224568367E-3,9.9912995938211679E-4,8.7596563389524817E-4,1.0738777928054333E-3,1.1592318769544363E-3,1.0193402413278818E-3,null,null,null,null,null,0.34269899999999998,0.32738299999999998,0.48220000000000002,0.34379500000000002,0,0,0,1.7471608216350354E-2,8.3149015067140765E-3,0.47339999999999999,0.49540000000000001,7.6836000000000002E-2,0]
[662,6.9705000000000003E-2,9.3024999999999997E-2,0.11215,0.13514000000000001,6.6094E-2,8.7090000000000001E-2,0.21254999999999999,0.39389999999999997,0.44640999999999997,2.9502E-2,3.218E-2,3.8727999999999999E-2,0.31852000000000003,0.14265,8.4838999999999998E-2,6.5743999999999997E-2,0.12851000000000001,0.24290999999999999,0.16882,0.17537,0.11811000000000001,6.3865000000000005E-2,4.6782999999999998E-2,6.3744999999999996E-2,4.1853000000000001E-2,6.9417999999999994E-2,4.8543999999999997E-2,0.32901999999999998,0.22076000000000001,3.5357E-2,3.4985000000000002E-2,2.4573999999999999E-2,2.5080000000000002E-2,2.9297E-2,2.7817999999999999E-2,1.5037999999999999E-2,2.7571999999999999E-2,1.6407000000000001E-2,1.4345999999999999E-2,2.3883999999999999E-2,2.5142999999999999E-2,1.2629E-2,2.3345999999999999E-2,2.0372999999999999E-2,1.2862E-2,2.1547E-2,1.2527E-2,2.5045999999999999E-2,2.5752000000000001E-2,2.3085000000000001E-2,2.1135999999999999E-2,3.4660000000000003E-2,3.4660000000000003E-2,3.4630000000000001E-2,3.4660000000000003E-2,7.5041999999999998E-2,6.5423999999999996E-2,0.31259999999999999,0.30854999999999999,0.74002999999999997,0.66710999999999998,0.2,0.42337000000000002,0.23902000000000001,0.41170000000000001,0.46,2.2120999999999998E-2,0.33268999999999999,0.40998000000000001,0.33806000000000003,0.37786999999999998,1.0781000000000001E-2,5.0296000000000004E-3,2.0785999999999999E-2,9.9962000000000002E-3,0.72897999999999996,0.71738000000000002,0.99,0.82165999999999995,0.96692999999999996,0.71769000000000005,0.67137000000000002,0.73206000000000004,0.69342000000000004,0.68405000000000005,0.68672999999999995,0.68923999999999996,0.74441999999999997,0.51822999999999997,0.10347000000000001,0.18787999999999999,9.6882999999999997E-2,0.10316,9.8256999999999997E-2,6.6000000000000003E-2,4.6938000000000001E-2,9.4844999999999999E-2,0.13600000000000001,9.1333999999999999E-2,0.14949000000000001,6.1856000000000001E-2,0.15876000000000001,0.86336999999999997,0.52468000000000004,0.10101,8.6597999999999994E-2,8.4848000000000007E-2,0.10722,2.4326E-3,2.5308000000000002E-3,0.28976000000000002,1.5231999999999999E-3,1.9288E-3,8.4478000000000001E-3,1.2019999999999999E-4,2.7092000000000001E-3,4.8964000000000004E-3,9.9339999999999997E-4,4.5053999999999997E-3,1.3306999999999999E-2,1.3032E-2,1.3782000000000001E-2,1.8541999999999999E-2,1.3296E-3,7.1000000000000005E-5,2.0823999999999999E-3,1.2331999999999999E-2,1.5677E-2,7.3800000000000005E-5,2.1695999999999998E-3,1.9272E-3,1.9272E-3,1.9272E-3,1.9272E-3,1.0003E-2,2.1695999999999998E-3,2.4743999999999999E-3,0.14693999999999999,0.12784000000000001,9.0909000000000004E-2,9.375E-2,1.7388000000000001E-2,1.4200000000000001E-2,0.62334000000000001,0.15104000000000001,2.4778999999999999E-2,2.2594E-2,2.4417999999999999E-2,2.4416E-2,2.4514999999999999E-2,1.2422000000000001E-2,1.4506E-2,1.8218999999999999E-2,2.5252E-2,0.16270000000000001,2.1180999999999998E-2,1.6622000000000001E-2,1.2629E-2,3.0325000000000001E-2,9.2568000000000008E-3,3.0889E-2,2.9909000000000002E-2,3.1982999999999998E-2,3.2744000000000002E-2,1.0018000000000001E-2,1.0241E-2,0.11781999999999999,0.10595,0.79925000000000002,0.69,0.16344,0.70318000000000003,0.56010000000000004,0.52793000000000001,0.86275000000000002,0.86617999999999995,0.32227,0.18115000000000001,0.62568000000000001,0.16377,0.18115000000000001,0.52197000000000005,0.26417000000000002,0.40575,0.79401999999999995,0.52427000000000001,0.61519000000000001,0.22950999999999999,0.26084000000000002,0.23981,0.74734,0.74536999999999998,0.43458000000000002,0.69813999999999998,0.37820999999999999,0.68833999999999995,0.60697000000000001,0.61248999999999998,0.54912000000000005,0.62773999999999996,0.62456999999999996,0.62807000000000002,0.61514999999999997,0.56396999999999997,0.71974000000000005,0.18554999999999999,0.14706,0.67783000000000004,0.64507999999999999,0.50295999999999996,0.34411000000000003,0.71655999999999997,0.35147,0.71648999999999996,0.71950000000000003,0.71633999999999998,0.37437999999999999,0.77910999999999997,0.75336999999999998,0.60709999999999997,0.59852000000000005,0.59579000000000004,0.60097,0.32540999999999998,0.32443,0.53261000000000003,0.32367000000000001,0.31203999999999998,0.621,0.24546999999999999,0.27683000000000002,0.19731000000000001,0.38561000000000001,0.51831000000000005,0.52305999999999997,0.51182000000000005,0.51763999999999999,0.55291000000000001,0.5454,0.64463000000000004,0.71555000000000002,0.39018999999999998,0.54901999999999995,0.54347999999999996,0.69142000000000003,0.43284,0.30734,0.14505999999999999,0.66744999999999999,0.59101999999999999,0.25553999999999999,0.70816000000000001,0.22592000000000001,0.63441999999999998,0.84282999999999997,0.53247,0.60972999999999999,0.40249000000000001,0.37647999999999998,0.38925999999999999,0.37369999999999998,0.39967999999999998,0.44294,0.71269000000000005,0.18704999999999999,0.57416,0.44618000000000002,0.29427999999999999,0.27585999999999999,0.34727999999999998,0.37103999999999998,0.63419000000000003,0.56833999999999996,0.60445000000000004,0.22363,0.62082000000000004,0.55993000000000004,0.52410000000000001,0.14119999999999999,0.47277000000000002,0.44241999999999998,0.63388999999999995,0.63161,0.60728000000000004,0.57191000000000003,0.81125999999999998,0.92822000000000005,0.19425999999999999,0.15245,0.16142999999999999,0.16431000000000001,0.15673000000000001,0.48409000000000002,0.52034000000000002,0.50961000000000001,0.85577000000000003,0.81654000000000004,0.96257999999999999,0.87412999999999996,0.77654999999999996,5.5786969723743982E-3,0.61609999999999998,0.56079000000000001,0.51768999999999998,0.9294660388269691,0.43875999999999998,0.60926999999999998,0.67139000000000004,0.75782000000000005,0.88473999999999997,0.97989000000000004,0.99814999999999998,0.96030000000000004,1,0,9.64E-2,0,0,1.3255070662125945E-3,1.1579259298741817E-3,1.2312151957303286E-3,7.7344762394204736E-4,9.8383973818272352E-4,6.2289449851959944E-4,7.2905619163066149E-4,5.0133629702031612E-4,6.4278527861461043E-4,5.1148718921467662E-4,1.1403360404074192E-3,8.2461669808253646E-4,1.1589655186980963E-3,6.4995419234037399E-4,8.8126625632867217E-4,4.8866443103179336E-4,8.1902672536671162E-4,5.8362347772344947E-4,1.2279864167794585E-3,1.0638475650921464E-3,1.2583732604980469E-3,7.4436876457184553E-4,6.3460168894380331E-4,8.9770049089565873E-4,9.7849464509636164E-4,8.3376554539427161E-4,null,null,null,null,null,0.306834,0.28964699999999999,0.43930000000000002,0.30579200000000001,0,0,0,1.0304813433701812E-2,1.1283415374247593E-2,0.42959999999999998,0.44390000000000002,7.0654999999999996E-2,0]
[667,6.1232000000000002E-2,7.9932000000000003E-2,9.5384999999999998E-2,0.11447,5.8145000000000002E-2,7.4272000000000005E-2,0.18346000000000001,0.35026000000000002,0.37241000000000002,2.4535000000000001E-2,2.6084E-2,3.0759999999999999E-2,0.28438000000000002,0.12684999999999999,7.2139999999999996E-2,5.5481999999999997E-2,0.10886999999999999,0.22899,0.15856000000000001,0.16972999999999999,0.11377,5.2663000000000001E-2,4.2777999999999997E-2,5.5039999999999999E-2,3.7276999999999998E-2,6.0984999999999998E-2,4.2631000000000002E-2,0.31442999999999999,0.21118000000000001,3.1621999999999997E-2,3.1308000000000002E-2,2.3283000000000002E-2,2.3438000000000001E-2,2.6313E-2,2.7091E-2,1.9140999999999998E-2,2.6138999999999999E-2,2.0788000000000001E-2,1.8622E-2,2.3476E-2,2.5347000000000001E-2,1.7096E-2,2.3307999999999999E-2,1.9151999999999999E-2,1.7010000000000001E-2,2.231E-2,1.6827999999999999E-2,2.5180999999999999E-2,2.3965E-2,2.2419999999999999E-2,1.9383999999999998E-2,3.4605999999999998E-2,3.4605999999999998E-2,3.4576000000000003E-2,3.4605999999999998E-2,7.6546000000000003E-2,6.7297999999999997E-2,0.31896999999999998,0.31985999999999998,0.74750000000000005,0.68262999999999996,0.17921999999999999,0.40575,0.21462999999999999,0.38019999999999998,0.41143000000000002,5.1496E-2,0.30935000000000001,0.36619000000000002,0.30345,0.31892999999999999,1.0815E-2,5.3198000000000004E-3,1.9618E-2,8.5368000000000006E-3,0.74346000000000001,0.73424999999999996,0.99399999999999999,0.83296999999999999,0.97589999999999999,0.73170999999999997,0.68501000000000001,0.74580999999999997,0.70174999999999998,0.69811999999999996,0.70182999999999995,0.70411000000000001,0.75600999999999996,0.53044000000000002,9.1721999999999998E-2,0.10101,8.4816000000000003E-2,8.8429999999999995E-2,8.4224999999999994E-2,0.06,4.0815999999999998E-2,7.4227000000000001E-2,8.7999999999999995E-2,7.6636999999999997E-2,0.12323000000000001,5.7731999999999999E-2,0.12164999999999999,0.56764000000000003,0.33714,5.8585999999999999E-2,5.3608000000000003E-2,4.8485E-2,7.4227000000000001E-2,1.389E-3,1.4775999999999999E-3,0.15856999999999999,4.55E-4,5.9119999999999995E-4,3.0730000000000002E-3,2.8200000000000001E-5,1.6417999999999999E-3,1.6714E-3,2.8299999999999999E-4,1.5226E-3,5.1666000000000004E-3,7.8088000000000003E-3,1.3412E-2,1.8235000000000001E-2,3.9179999999999998E-4,1.5800000000000001E-5,6.4280000000000001E-4,6.8094000000000002E-3,8.0797999999999998E-3,1.6399999999999999E-5,6.7259999999999998E-4,5.9020000000000003E-4,5.9020000000000003E-4,5.9020000000000003E-4,5.9020000000000003E-4,5.1628000000000004E-3,6.7259999999999998E-4,7.7660000000000001E-4,0.11020000000000001,9.0721999999999997E-2,5.2525000000000002E-2,5.4167E-2,6.9779999999999998E-3,5.5599999999999998E-3,0.47871999999999998,0.12628,1.2645999999999999E-2,1.1953999999999999E-2,1.2670000000000001E-2,1.2909E-2,1.2597000000000001E-2,7.0124000000000002E-3,7.9678000000000006E-3,9.8896000000000001E-3,1.3148999999999999E-2,0.13632,1.1412E-2,9.1225999999999998E-3,7.11E-3,1.554E-2,5.4244000000000002E-3,1.5709999999999998E-2,1.5507999999999999E-2,1.6087000000000001E-2,1.6383999999999999E-2,3.7406000000000002E-3,3.8363999999999998E-3,8.9160000000000003E-2,8.7470999999999993E-2,0.73011000000000004,0.64,0.14438999999999999,0.64703999999999995,0.50168999999999997,0.47284999999999999,0.80828999999999995,0.81777,0.29268,0.16206999999999999,0.57325000000000004,0.1467,0.16206999999999999,0.48569000000000001,0.23851,0.35865999999999998,0.74373,0.47743999999999998,0.55874999999999997,0.20755000000000001,0.23710000000000001,0.21587000000000001,0.69269000000000003,0.67186999999999997,0.39662999999999998,0.64751000000000003,0.34104000000000001,0.63890000000000002,0.55276999999999998,0.55786999999999998,0.50604000000000005,0.57435999999999998,0.57052000000000003,0.57411000000000001,0.56333,0.50927999999999995,0.66808999999999996,0.16500999999999999,0.13063,0.61407999999999996,0.58979999999999999,0.46540999999999999,0.31913999999999998,0.66615999999999997,0.31608000000000003,0.66566999999999998,0.66869999999999996,0.66559999999999997,0.33572999999999997,0.72787000000000002,0.69684999999999997,0.55462,0.54683000000000004,0.54276000000000002,0.53332999999999997,0.29848000000000002,0.29371000000000003,0.48435,0.29082000000000002,0.28512999999999999,0.56603000000000003,0.22208,0.25264999999999999,0.17749000000000001,0.34919,0.47192000000000001,0.47639999999999999,0.46587000000000001,0.47144000000000003,0.50048000000000004,0.48836000000000002,0.59123999999999999,0.66640999999999995,0.34501999999999999,0.48710999999999999,0.48321999999999998,0.63878999999999997,0.38947999999999999,0.27662999999999999,0.12161,0.61102000000000001,0.52868000000000004,0.23072000000000001,0.61677999999999999,0.20391999999999999,0.58162999999999998,0.79135,0.47843999999999998,0.55932000000000004,0.36475999999999997,0.34177999999999997,0.35327999999999998,0.33928000000000003,0.36298000000000002,0.39817000000000002,0.65900999999999998,0.16772000000000001,0.52278000000000002,0.40427999999999997,0.26734000000000002,0.23737,0.29765000000000003,0.33855000000000002,0.58496999999999999,0.51266,0.55249999999999999,0.20033999999999999,0.56669999999999998,0.50517000000000001,0.47281000000000001,0.12509000000000001,0.42897999999999997,0.40040999999999999,0.58025000000000004,0.57728000000000002,0.55720000000000003,0.52275000000000005,0.75373999999999997,0.88527999999999996,0.17422000000000001,0.13614000000000001,0.14427000000000001,0.14782000000000001,0.14094999999999999,0.44330999999999998,0.46873999999999999,0.45918999999999999,0.80184,0.76368000000000003,0.98597000000000001,0.89158999999999999,0.78908999999999996,5.6657270291715738E-3,0.62221000000000004,0.56493000000000004,0.52037999999999995,0.9388178978063898,0.45841999999999999,0.62629000000000001,0.68683000000000005,0.77059999999999995,0.89276,0.98311999999999999,0.99704000000000004,0.95589999999999997,1,0,0.11826,0,0,1.1339426273480058E-3,9.7337673651054502E-4,1.0342055466026068E-3,5.753904115408659E-4,7.6119974255561829E-4,3.9523318991996348E-4,5.4395996266975999E-4,2.9562442796304822E-4,4.1910700383596122E-4,2.8767134062945843E-4,9.7787694539874792E-4,6.4204342197626829E-4,9.9942449014633894E-4,4.5882642734795809E-4,6.931096431799233E-4,3.4416033304296434E-4,6.1441189609467983E-4,3.8985421997494996E-4,1.0737045668065548E-3,8.758974727243185E-4,1.0881040943786502E-3,5.4535199888050556E-4,4.589010204654187E-4,7.4023904744535685E-4,8.1742909969761968E-4,6.7143840715289116E-4,null,null,null,null,null,0.26547500000000002,0.24684200000000001,0.38740000000000002,0.26256000000000002,0,0,0,4.9765826401157462E-3,1.7240503242373445E-2,0.3715,0.3841,7.1263000000000007E-2,0]
[675,4.9919999999999999E-2,6.2606999999999996E-2,7.3154999999999998E-2,8.7186E-2,4.7350000000000003E-2,5.7343999999999999E-2,0.1459,0.29266999999999999,0.28142,1.8319999999999999E-2,1.8259000000000001E-2,1.9845000000000002E-2,0.23033999999999999,0.10276,5.5634000000000003E-2,4.1274999999999999E-2,8.2802000000000001E-2,0.20699000000000001,0.14438999999999999,0.15348000000000001,0.1036,3.6804000000000003E-2,3.1444E-2,4.1867000000000001E-2,2.7925999999999999E-2,4.9845E-2,3.4712E-2,0.28799000000000002,0.19378999999999999,2.1388000000000001E-2,2.3045E-2,1.6306999999999999E-2,1.9613999999999999E-2,1.626E-2,1.8502999999999999E-2,1.2874999999999999E-2,1.7180999999999998E-2,1.7367E-2,1.3409000000000001E-2,1.6174000000000001E-2,1.6226000000000001E-2,1.2636E-2,1.6598000000000002E-2,1.4825E-2,1.2869999999999999E-2,1.6747999999999999E-2,1.3165E-2,1.7426000000000001E-2,1.7035000000000002E-2,1.6590000000000001E-2,1.5819E-2,2.4643000000000002E-2,2.4643000000000002E-2,2.4622000000000002E-2,2.4643000000000002E-2,7.7219999999999997E-2,6.9595000000000004E-2,0.29763000000000001,0.29505999999999999,0.71465000000000001,0.65259,0.18182000000000001,0.39151000000000002,0.21951000000000001,0.38040000000000002,0.41428999999999999,2.2338E-2,0.30599999999999999,0.33723999999999998,0.29715999999999998,0.27489000000000002,9.5619999999999993E-3,4.6880000000000003E-3,1.7496999999999999E-2,8.4510000000000002E-3,0.76502000000000003,0.75502000000000002,1,0.84709999999999996,0.98536999999999997,0.75346000000000002,0.70974000000000004,0.76909000000000005,0.71379999999999999,0.72191000000000005,0.72799999999999998,0.72626999999999997,0.76946999999999999,0.56157999999999997,7.7450000000000005E-2,5.0505000000000001E-2,7.0938000000000001E-2,7.2649000000000005E-2,6.9195000000000007E-2,0.05,3.0612E-2,5.1546000000000002E-2,0.06,6.0765E-2,0.10101,4.1237000000000003E-2,9.2784000000000005E-2,0.21809999999999999,0.17907999999999999,3.0303E-2,3.0928000000000001E-2,2.0202000000000001E-2,4.1237000000000003E-2,7.0100000000000002E-4,7.8799999999999996E-4,5.7235000000000001E-2,4.1E-5,5.5999999999999999E-5,4.0099999999999999E-4,1.9999999999999999E-6,8.9800000000000004E-4,1.94E-4,2.3E-5,1.73E-4,7.6000000000000004E-4,4.3189999999999999E-3,1.2093E-2,1.5675999999999999E-2,3.4E-5,9.9999999999999995E-7,6.2000000000000003E-5,4.326E-3,4.9370000000000004E-3,9.9999999999999995E-7,6.4999999999999994E-5,5.5999999999999999E-5,5.5999999999999999E-5,5.5999999999999999E-5,5.5999999999999999E-5,2.1120000000000002E-3,6.4999999999999994E-5,7.7000000000000001E-5,7.1429000000000006E-2,6.1856000000000001E-2,2.0202000000000001E-2,3.125E-2,1.091E-3,8.3100000000000003E-4,0.32551000000000002,9.8709000000000005E-2,5.0020000000000004E-3,5.4260000000000003E-3,5.2290000000000001E-3,5.4279999999999997E-3,5.3090000000000004E-3,3.333E-3,3.8920000000000001E-3,4.6480000000000002E-3,5.2940000000000001E-3,0.10607999999999999,5.1269999999999996E-3,4.2360000000000002E-3,3.6159999999999999E-3,6.2659999999999999E-3,2.983E-3,6.2649999999999997E-3,6.463E-3,6.3489999999999996E-3,6.4000000000000003E-3,5.1199999999999998E-4,5.2800000000000004E-4,6.2898999999999997E-2,6.6229999999999997E-2,0.61024999999999996,0.56000000000000005,0.11681999999999999,0.56462999999999997,0.41405999999999998,0.39006999999999997,0.72345999999999999,0.72699000000000003,0.25216,0.13475000000000001,0.49131000000000002,0.12225,0.13475000000000001,0.42520999999999998,0.20086000000000001,0.29043000000000002,0.65854000000000001,0.40579999999999999,0.47388999999999998,0.17727000000000001,0.20374999999999999,0.18375,0.60326999999999997,0.56533999999999995,0.33935999999999999,0.56435000000000002,0.28974,0.55823,0.47173999999999999,0.47704000000000002,0.43762000000000001,0.49242000000000002,0.48648999999999998,0.48909999999999998,0.48182000000000003,0.42534,0.58420000000000005,0.13657,0.10789,0.51415999999999995,0.50556000000000001,0.39534000000000002,0.2757,0.58165,0.26528000000000002,0.58213000000000004,0.58391999999999999,0.58143,0.28098000000000001,0.64354,0.61067000000000005,0.47264,0.4672,0.46317999999999998,0.43478,0.25620999999999999,0.25035000000000002,0.41141,0.24490000000000001,0.24576000000000001,0.48283999999999999,0.18879000000000001,0.21667,0.14809,0.29658000000000001,0.40087,0.40516999999999997,0.3957,0.40089000000000002,0.42231000000000002,0.40827999999999998,0.50799000000000005,0.59296000000000004,0.28137000000000001,0.40072999999999998,0.39761999999999997,0.55457999999999996,0.32621,0.23116999999999999,9.1953999999999994E-2,0.52254,0.43890000000000001,0.19502,0.49428,0.17115,0.49958000000000002,0.70045999999999997,0.39995999999999998,0.48270000000000002,0.30787999999999999,0.28974,0.29933999999999999,0.28748000000000001,0.30729000000000001,0.33299000000000001,0.57316,0.14001,0.44535999999999998,0.34098000000000001,0.22745000000000001,0.18784000000000001,0.23286999999999999,0.29076999999999997,0.51190999999999998,0.43153000000000002,0.47100999999999998,0.16800999999999999,0.48283999999999999,0.41661999999999999,0.40007999999999999,0.10301,0.36338999999999999,0.34619,0.48991000000000001,0.49030000000000001,0.4758,0.44316,0.65437000000000001,0.80481000000000003,0.14546999999999999,0.11282,0.11982,0.12398000000000001,0.1182,0.38290000000000002,0.39,0.38140000000000002,0.71287999999999996,0.66966000000000003,0.98123000000000005,0.88290999999999997,0.77827000000000002,5.5634639080853936E-3,0.61019000000000001,0.55295000000000005,0.50858999999999999,0.93297741534393686,0.49073,0.65359,0.71138999999999997,0.79066999999999998,0.90500999999999998,0.98768999999999996,0.99477000000000004,0.94852999999999998,1,0,0.28447,0,0,8.8166678324341774E-4,7.4694090289995074E-4,7.7936839079484344E-4,4.1899399366229773E-4,5.7732377899810672E-4,2.7962727472186089E-4,3.7117386818863451E-4,1.58591617946513E-4,2.4537317221984267E-4,1.629294129088521E-4,7.7250914182513952E-4,4.714189562946558E-4,7.7403307659551501E-4,3.3005123259499669E-4,4.8159260768443346E-4,2.2426737996283919E-4,4.2404801934026182E-4,2.4196003505494446E-4,8.3426997298374772E-4,6.784304860047996E-4,8.2919304259121418E-4,3.9780919905751944E-4,3.1422244501300156E-4,5.6103273527696729E-4,6.3245365163311362E-4,4.9215316539630294E-4,null,null,null,null,null,0.21163299999999999,0.188609,0.32019999999999998,0.20702000000000001,0,0,0,3.4677194081294423E-3,3.2067917983896473E-2,0.28860000000000002,0.2994,7.5084999999999999E-2,0]
[679,4.5339999999999998E-2,5.5745999999999997E-2,6.4615000000000006E-2,7.6618000000000006E-2,4.3032000000000001E-2,5.0721000000000002E-2,0.13483999999999999,0.27483999999999997,0.25861000000000001,1.9622000000000001E-2,1.9687E-2,2.1363E-2,0.20860000000000001,9.0658000000000002E-2,4.9438000000000003E-2,3.6247000000000001E-2,7.2168999999999997E-2,0.19481999999999999,0.13975000000000001,0.14476,9.7090999999999997E-2,3.3376999999999997E-2,2.8513E-2,3.8440000000000002E-2,2.6617999999999999E-2,4.5719000000000003E-2,3.1898000000000003E-2,0.27450999999999998,0.18461,2.2700000000000001E-2,2.7104E-2,1.4449999999999999E-2,2.0804E-2,1.8062000000000002E-2,2.0684999999999999E-2,1.5779000000000001E-2,1.8345E-2,1.7332E-2,1.5434E-2,1.7534999999999999E-2,1.8728000000000002E-2,1.5310000000000001E-2,1.7860999999999998E-2,1.7920999999999999E-2,1.5308E-2,1.8352E-2,1.5814999999999999E-2,2.1104999999999999E-2,2.1212999999999999E-2,1.9451E-2,1.7711999999999999E-2,2.6518E-2,2.6518E-2,2.6495999999999999E-2,2.6518E-2,6.2892000000000003E-2,5.5893999999999999E-2,0.25347999999999998,0.24853,0.64048000000000005,0.58084999999999998,0.16103999999999999,0.33040000000000003,0.18049000000000001,0.34542,0.35714000000000001,2.9069999999999999E-2,0.27306000000000002,0.33834999999999998,0.25492999999999999,0.25259999999999999,1.0508999999999999E-2,5.6544000000000004E-3,1.7259E-2,8.5541999999999997E-3,0.77490999999999999,0.76958000000000004,1,0.85482999999999998,0.98970999999999998,0.76483000000000001,0.72443000000000002,0.78129000000000004,0.71592999999999996,0.73524999999999996,0.74211000000000005,0.74019000000000001,0.77093,0.58128000000000002,6.8552000000000002E-2,4.2424000000000003E-2,6.3999E-2,6.6829E-2,6.3652E-2,4.2000000000000003E-2,3.0612E-2,4.3298999999999997E-2,5.1999999999999998E-2,5.5192999999999999E-2,8.4848000000000007E-2,4.1237000000000003E-2,7.6288999999999996E-2,0.19009999999999999,0.15722,2.2221999999999999E-2,2.2681E-2,2.0202000000000001E-2,4.1237000000000003E-2,5.2820000000000005E-4,5.8960000000000002E-4,3.8269999999999998E-2,1.5400000000000002E-5,2.0800000000000001E-5,1.6259999999999999E-4,3.9999999999999998E-7,7.1400000000000001E-4,7.5599999999999994E-5,8.6000000000000007E-6,6.7399999999999998E-5,3.1839999999999999E-4,3.7062000000000002E-3,1.1660999999999999E-2,1.6129000000000001E-2,1.24E-5,1.9999999999999999E-7,2.2799999999999999E-5,2.7163999999999999E-3,4.5418000000000004E-3,1.9999999999999999E-7,2.4199999999999999E-5,2.0800000000000001E-5,2.0800000000000001E-5,2.0800000000000001E-5,2.0800000000000001E-5,1.6008000000000001E-3,2.4199999999999999E-5,2.9E-5,6.3265000000000002E-2,5.3608000000000003E-2,2.0202000000000001E-2,3.125E-2,4.6539999999999998E-4,3.4939999999999998E-4,0.26829999999999998,8.8126999999999997E-2,3.8027999999999998E-3,4.1307999999999996E-3,3.9578E-3,4.1808000000000001E-3,3.9290000000000002E-3,2.5929999999999998E-3,3.1616000000000001E-3,3.5704E-3,3.9427999999999998E-3,9.4517000000000004E-2,4.091E-3,3.4448E-3,2.9903999999999998E-3,4.6940000000000003E-3,2.5182E-3,4.6306000000000003E-3,4.8598000000000001E-3,4.5817999999999996E-3,4.6560000000000004E-3,2.1039999999999999E-4,2.1680000000000001E-4,5.4572000000000002E-2,5.8362999999999998E-2,0.55130000000000001,0.52800000000000002,0.10564,0.51859,0.37729000000000001,0.35377999999999998,0.66713999999999996,0.67698000000000003,0.23441000000000001,0.12274,0.45300000000000001,0.11143,0.12274,0.39656999999999998,0.18507999999999999,0.26173999999999997,0.6169,0.37280000000000002,0.43308999999999997,0.1636,0.18845999999999999,0.16954,0.56238999999999995,0.53339000000000003,0.31259999999999999,0.52458000000000005,0.26595000000000002,0.51741999999999999,0.43497000000000002,0.44029000000000001,0.39842,0.45466000000000001,0.44717000000000001,0.45095000000000002,0.44424000000000002,0.38800000000000001,0.54237000000000002,0.12393,9.8197000000000007E-2,0.47559000000000001,0.4647,0.36354999999999998,0.25316,0.54224000000000006,0.24245,0.54225999999999996,0.54432999999999998,0.54208999999999996,0.25901999999999997,0.60133999999999999,0.56647000000000003,0.43653999999999998,0.42830000000000001,0.42496,0.40579999999999999,0.23565,0.23061999999999999,0.37622,0.22392999999999999,0.22717000000000001,0.44330999999999998,0.17215,0.19950000000000001,0.13605,0.27196999999999999,0.36784,0.37311,0.36384,0.36909999999999998,0.38495000000000001,0.37159999999999999,0.47039999999999998,0.55434000000000005,0.25824999999999998,0.36133999999999999,0.35807,0.51404000000000005,0.29958000000000001,0.20952999999999999,0.08,0.48114000000000001,0.40698000000000001,0.17838000000000001,0.46926000000000001,0.15792,0.46043000000000001,0.65586,0.36675999999999997,0.44561000000000001,0.28049000000000002,0.26476,0.27345000000000003,0.26257000000000003,0.28036,0.30415999999999999,0.53176999999999996,0.12781000000000001,0.40961999999999998,0.31223000000000001,0.21257000000000001,0.17637,0.21925,0.26859,0.47709000000000001,0.39335999999999999,0.43287999999999999,0.15379000000000001,0.44414999999999999,0.37752999999999998,0.36741000000000001,9.4049999999999995E-2,0.32790999999999998,0.31297000000000003,0.45151999999999998,0.44790999999999997,0.43353000000000003,0.40049000000000001,0.60672999999999999,0.76339999999999997,0.13292000000000001,0.1027,0.10915999999999999,0.11359,0.10835,0.35552,0.35509000000000002,0.34745999999999999,0.66710000000000003,0.62417,0.96621000000000001,0.86758000000000002,0.76359999999999995,5.4592355080481571E-3,0.59765000000000001,0.54137999999999997,0.49786999999999998,0.92379425283794647,0.50734999999999997,0.66725000000000001,0.72355999999999998,0.80047000000000001,0.91081000000000001,0.98965999999999998,0.99336999999999998,0.94467999999999996,1,0,0.12295,0,0,7.818383164703846E-4,6.5928645199164748E-4,6.8350345827639103E-4,3.6349662696011364E-4,5.0270580686628819E-4,2.2215220087673515E-4,3.2315176213160157E-4,1.1693798296619207E-4,2.1034359815530479E-4,1.2681834050454199E-4,6.7911425139755011E-4,4.1193966171704233E-4,6.8971520522609353E-4,2.6642298325896263E-4,4.1975249769166112E-4,1.8405744049232453E-4,3.6361915408633649E-4,1.9163489923812449E-4,7.4586289701983333E-4,5.9404829517006874E-4,7.3952693492174149E-4,3.5049454891122878E-4,2.5788357015699148E-4,4.7927015111781657E-4,5.4738536709919572E-4,4.2857445077970624E-4,null,null,null,null,null,0.189522,0.16564799999999999,0.28620000000000001,0.182921,0,0,0,0,4.6821337159414653E-2,0.25790000000000002,0.26569999999999999,6.3191999999999998E-2,0]
[684,4.0348000000000002E-2,4.8313000000000002E-2,5.5196000000000002E-2,6.5257999999999997E-2,3.8223E-2,4.3423000000000003E-2,0.12447,0.25630999999999998,0.23624000000000001,2.3421999999999998E-2,2.5316000000000002E-2,2.9329999999999998E-2,0.18259,7.9102000000000006E-2,4.2514999999999997E-2,3.0540000000000001E-2,6.1082999999999998E-2,0.18403,0.13075999999999999,0.13593,9.0094999999999995E-2,3.9473000000000001E-2,2.9552999999999999E-2,3.7945E-2,2.4757000000000001E-2,4.1739999999999999E-2,2.9163000000000001E-2,0.25662000000000001,0.17163999999999999,2.4795000000000001E-2,2.726E-2,2.2366E-2,1.8457000000000001E-2,2.3653E-2,2.1016E-2,1.4579E-2,2.2218000000000002E-2,1.3729E-2,1.3311E-2,1.9498000000000001E-2,1.9914000000000001E-2,1.2217E-2,1.9474999999999999E-2,1.7762E-2,1.2396000000000001E-2,1.8563E-2,1.2263E-2,2.1923999999999999E-2,2.1443E-2,1.9900000000000001E-2,1.7333000000000001E-2,2.8913000000000001E-2,2.8913000000000001E-2,2.8889000000000001E-2,2.8913000000000001E-2,4.7446000000000002E-2,4.1923000000000002E-2,0.20868,0.20760999999999999,0.55786999999999998,0.50473999999999997,0.16622999999999999,0.28586,0.14146,0.32238,0.56000000000000005,2.0447E-2,0.24515000000000001,0.36108000000000001,0.25781999999999999,0.34708,1.3103E-2,7.3504E-3,1.8780999999999999E-2,8.1992000000000002E-3,0.78869,0.78493000000000002,0.99199999999999999,0.86499000000000004,0.99504000000000004,0.77929999999999999,0.73729,0.79457,0.71226999999999996,0.74907999999999997,0.75729000000000002,0.75380000000000003,0.77117000000000002,0.60985,5.8943000000000002E-2,3.2322999999999998E-2,5.5932000000000003E-2,5.6583000000000001E-2,5.3892000000000002E-2,0.04,3.0612E-2,4.1237000000000003E-2,4.2000000000000003E-2,4.9251999999999997E-2,7.2727E-2,3.2989999999999998E-2,6.3918000000000003E-2,0.15769,0.13517999999999999,2.0202000000000001E-2,2.0618999999999998E-2,1.2121E-2,3.2989999999999998E-2,2.3780000000000001E-4,2.92E-4,2.3546999999999998E-2,3.4000000000000001E-6,3.9999999999999998E-6,3.8999999999999999E-5,0,4.2719999999999998E-4,1.7200000000000001E-5,1.7999999999999999E-6,1.5400000000000002E-5,8.1600000000000005E-5,3.7674000000000002E-3,1.0807000000000001E-2,1.4791E-2,2.2000000000000001E-6,0,5.0000000000000004E-6,2.3844000000000001E-3,4.7254000000000003E-3,0,5.2000000000000002E-6,3.9999999999999998E-6,3.9999999999999998E-6,3.9999999999999998E-6,3.9999999999999998E-6,1.2233999999999999E-3,5.2000000000000002E-6,5.8000000000000004E-6,5.3060999999999997E-2,4.3298999999999997E-2,1.2121E-2,2.2915999999999999E-2,1.2339999999999999E-4,9.0600000000000007E-5,0.21557999999999999,7.6420000000000002E-2,2.7621999999999998E-3,3.1581999999999999E-3,3.0208000000000001E-3,3.1457999999999998E-3,2.8647999999999998E-3,2.0495999999999999E-3,2.4518000000000001E-3,2.6898E-3,2.9689999999999999E-3,8.2318000000000002E-2,3.1687999999999998E-3,2.7526E-3,2.4307999999999999E-3,3.509E-3,2.0596E-3,3.4148E-3,3.6494000000000001E-3,3.3016E-3,3.2623999999999999E-3,5.1799999999999999E-5,5.3399999999999997E-5,4.6165999999999999E-2,5.0012000000000001E-2,0.47953000000000001,0.48,9.3038999999999997E-2,0.46475,0.32944000000000001,0.31241999999999998,0.61377999999999999,0.61565000000000003,0.21353,0.10891000000000001,0.40725,9.9023E-2,0.10891000000000001,0.36092999999999997,0.16614000000000001,0.22814000000000001,0.56369999999999998,0.33244000000000001,0.39041999999999999,0.14882999999999999,0.17126,0.15398999999999999,0.51241999999999999,0.5,0.28083000000000002,0.47502,0.23623,0.4738,0.38985999999999998,0.39534999999999998,0.35143000000000002,0.40838999999999998,0.40098,0.40436,0.39848,0.34353,0.49203000000000002,0.10993,8.6768999999999999E-2,0.43519000000000002,0.41919000000000001,0.3276,0.22661999999999999,0.49282999999999999,0.21604999999999999,0.49275999999999998,0.49469999999999997,0.4924,0.23271,0.54323999999999995,0.51488,0.39167999999999997,0.38557999999999998,0.38239000000000001,0.37536000000000003,0.21381,0.20788000000000001,0.33677000000000001,0.20263999999999999,0.20863000000000001,0.39635999999999999,0.15429999999999999,0.18076999999999999,0.1205,0.24607000000000001,0.32917000000000002,0.33517000000000002,0.32655000000000001,0.33095000000000002,0.34472999999999998,0.33731,0.42315000000000003,0.50087999999999999,0.23300000000000001,0.32274000000000003,0.32035000000000002,0.46412999999999999,0.26824999999999999,0.18836,6.6896999999999998E-2,0.43204999999999999,0.37147000000000002,0.16028999999999999,0.45140999999999998,0.13985,0.41388999999999998,0.59882000000000002,0.32433000000000001,0.40281,0.25134000000000001,0.23815,0.24543000000000001,0.23569999999999999,0.25202000000000002,0.27137,0.48132999999999998,0.11382,0.36803999999999998,0.27875,0.18926000000000001,0.16736000000000001,0.20893999999999999,0.24274000000000001,0.43401000000000001,0.35060999999999998,0.38777,0.13693,0.39749000000000001,0.33973999999999999,0.32679999999999998,8.2711999999999994E-2,0.29565000000000002,0.27722999999999998,0.40449000000000002,0.40650999999999998,0.39076,0.35908000000000001,0.55171000000000003,0.70840999999999998,0.11819,9.0964000000000003E-2,9.6839999999999996E-2,0.10136000000000001,9.6669000000000005E-2,0.32296000000000002,0.31295000000000001,0.30598999999999998,0.61155000000000004,0.56559000000000004,0.91679999999999995,0.82425999999999999,0.72609000000000001,5.1911934051425508E-3,0.56874999999999998,0.51524000000000003,0.4738,0.89725359321988041,0.52846000000000004,0.68433999999999995,0.73870000000000002,0.81257000000000001,0.91783000000000003,0.99187000000000003,0.99143999999999999,0.93974999999999997,1,0,7.6163999999999996E-2,0,0,6.685777916572988E-4,5.5382511345669627E-4,5.9199007228016853E-4,2.8700771508738399E-4,3.9491019560955465E-4,1.6185047570616007E-4,2.7820226387120783E-4,9.349523315904662E-5,1.7298247257713228E-4,6.9180241553112864E-5,5.8130390243604779E-4,3.3510130015201867E-4,5.9839495224878192E-4,2.2369320504367352E-4,3.6954443203285336E-4,1.4148915943223983E-4,2.8289933106862009E-4,1.5963288024067879E-4,6.3991703791543841E-4,5.0706049660220742E-4,6.3126167515292764E-4,2.9070186428725719E-4,2.2420112509280443E-4,3.9789048605598509E-4,4.6240008668974042E-4,3.7700522807426751E-4,null,null,null,null,null,0.159721,0.13861699999999999,0.2487,0.15651799999999999,0,0,0,0,7.2935457446188276E-2,0.22159999999999999,0.2261,4.6684000000000003E-2,0]
[689,3.8469999999999997E-2,4.4367999999999998E-2,4.9607999999999999E-2,5.7529999999999998E-2,3.6505999999999997E-2,4.0049000000000001E-2,0.11586,0.23988000000000001,0.21881999999999999,2.3747999999999998E-2,2.7292E-2,3.3562000000000002E-2,0.16003000000000001,7.2583999999999996E-2,3.8407999999999998E-2,2.8333000000000001E-2,5.3956999999999998E-2,0.17973,0.1216,0.12567,8.8155999999999998E-2,4.4748999999999997E-2,3.1426999999999997E-2,3.9608999999999998E-2,2.6476E-2,3.9352999999999999E-2,2.8707E-2,0.24154,0.16428999999999999,2.3116999999999999E-2,2.8764000000000001E-2,1.2367E-2,1.5813000000000001E-2,2.7215E-2,1.9421999999999998E-2,1.2997999999999999E-2,2.512E-2,1.2796E-2,1.1656E-2,2.0955000000000001E-2,1.6388E-2,1.0130999999999999E-2,2.0490999999999999E-2,1.3464E-2,9.9501999999999993E-3,1.8768E-2,1.0253E-2,1.7443E-2,1.5646E-2,1.5807999999999999E-2,1.2481000000000001E-2,3.0421E-2,3.0421E-2,3.0395999999999999E-2,3.0421E-2,3.8057000000000001E-2,3.2952000000000002E-2,0.18312,0.18385000000000001,0.50449999999999995,0.45800999999999997,0.11688,0.24121000000000001,0.13414999999999999,0.27089000000000002,0.39713999999999999,2.2717999999999999E-2,0.18953999999999999,0.28492000000000001,0.19262000000000001,0.26358999999999999,2.0223999999999999E-2,1.3814E-2,3.4962E-2,1.8152999999999999E-2,0.80283000000000004,0.79918,0.98199999999999998,0.87590000000000001,0.99809999999999999,0.79366000000000003,0.75034000000000001,0.80674000000000001,0.73094000000000003,0.76227999999999996,0.77193999999999996,0.76771999999999996,0.79583000000000004,0.64176999999999995,5.1874999999999998E-2,2.2221999999999999E-2,5.1013000000000003E-2,5.2238E-2,4.9754E-2,3.2000000000000001E-2,2.2449E-2,3.2989999999999998E-2,3.2000000000000001E-2,4.4304000000000003E-2,6.2626000000000001E-2,3.0928000000000001E-2,5.3608000000000003E-2,0.13575000000000001,0.11539000000000001,1.2121E-2,1.2371E-2,1.0101000000000001E-2,3.0928000000000001E-2,3.344E-4,3.6440000000000002E-4,1.6163E-2,3.9999999999999998E-7,3.9999999999999998E-7,8.6000000000000007E-6,0,4.1740000000000001E-4,3.5999999999999998E-6,1.9999999999999999E-7,3.4000000000000001E-6,1.88E-5,2.4818000000000002E-3,1.0241999999999999E-2,1.3173000000000001E-2,1.9999999999999999E-7,0,5.9999999999999997E-7,2.6340000000000001E-3,4.3864000000000004E-3,0,5.9999999999999997E-7,3.9999999999999998E-7,3.9999999999999998E-7,3.9999999999999998E-7,3.9999999999999998E-7,1.0162000000000001E-3,5.9999999999999997E-7,1.3999999999999999E-6,5.1020000000000003E-2,4.1237000000000003E-2,1.0101000000000001E-2,2.0833000000000001E-2,2.9E-5,2.0800000000000001E-5,0.1706,6.6211000000000006E-2,2.1857999999999999E-3,2.6392E-3,2.3372000000000002E-3,2.5698000000000001E-3,2.1754000000000001E-3,1.7048E-3,2.1863999999999998E-3,2.3985999999999999E-3,2.3955999999999999E-3,7.2026999999999994E-2,2.699E-3,2.317E-3,2.0379999999999999E-3,2.8181999999999999E-3,1.7772E-3,2.7322000000000002E-3,2.9350000000000001E-3,2.6632000000000001E-3,2.5590000000000001E-3,1.1E-5,1.2E-5,3.8995000000000002E-2,4.2423000000000002E-2,0.41496,0.438,8.201E-2,0.41249999999999998,0.28832999999999998,0.27356000000000003,0.56200000000000006,0.55779000000000001,0.19436999999999999,9.6790000000000001E-2,0.36470000000000002,8.7927000000000005E-2,9.6790000000000001E-2,0.3261,0.14893999999999999,0.19868,0.51212000000000002,0.29974000000000001,0.34982999999999997,0.13464999999999999,0.15451999999999999,0.13899,0.46444000000000002,0.46678999999999998,0.25157000000000002,0.42713000000000001,0.20938000000000001,0.43202000000000002,0.34791,0.35309000000000001,0.30982999999999999,0.36514999999999997,0.35748999999999997,0.36021999999999998,0.35666999999999999,0.30284,0.44463000000000003,9.7291000000000002E-2,7.6657000000000003E-2,0.3992,0.37506,0.29925000000000002,0.20286999999999999,0.44499,0.19192000000000001,0.44499,0.44646000000000002,0.44433,0.20513000000000001,0.49386000000000002,0.46782000000000001,0.34931000000000001,0.34433000000000002,0.34111999999999998,0.34638000000000002,0.19375999999999999,0.18629000000000001,0.29846,0.18257999999999999,0.19125,0.35222999999999999,0.13793,0.16272,0.10677,0.22139,0.29332000000000003,0.29920000000000002,0.29191,0.29598000000000002,0.30613000000000001,0.30591000000000002,0.37916,0.4501,0.21049000000000001,0.2868,0.28556999999999999,0.41598000000000002,0.23777999999999999,0.16866,5.6092000000000003E-2,0.38363999999999998,0.33825,0.14288999999999999,0.43447999999999998,0.12537999999999999,0.37042999999999998,0.54401999999999995,0.28799999999999998,0.3609,0.22345999999999999,0.21268000000000001,0.21848000000000001,0.2099,0.22500999999999999,0.24060999999999999,0.4325,0.10117,0.32879999999999998,0.24771000000000001,0.16966999999999999,0.15952,0.20041,0.22067000000000001,0.39105000000000001,0.30911,0.34583000000000003,0.12335,0.35547000000000001,0.30445,0.28647,7.2927000000000006E-2,0.26239000000000001,0.24811,0.36479,0.36009999999999998,0.34927999999999998,0.33119999999999999,0.50046000000000002,0.64748000000000006,0.10516,8.0534999999999995E-2,8.5788000000000003E-2,9.0303999999999995E-2,8.6120000000000002E-2,0.29278999999999999,0.27639999999999998,0.26998,0.55659000000000003,0.51151999999999997,0.85973999999999995,0.77490000000000003,0.68379999999999996,4.853025780245517E-3,0.53654999999999997,0.48619000000000001,0.44706000000000001,0.86689741366686879,0.54996999999999996,0.70142000000000004,0.75373000000000001,0.82445000000000002,0.92457,0.99380999999999997,0.98929,0.93467999999999996,1,0,7.4521000000000004E-2,0,0,5.7032896438613534E-4,4.8687314847484231E-4,4.948119749315083E-4,2.2550803259946406E-4,3.2840340281836689E-4,1.5182304196059704E-4,2.287596435053274E-4,7.1392343670595437E-5,1.2213471927680075E-4,4.6530491090379655E-5,4.998796503059566E-4,2.8852149262093008E-4,5.0374452257528901E-4,1.8264687969349325E-4,2.8727686731144786E-4,1.3351536472328007E-4,2.3281820176634938E-4,1.3406190555542707E-4,5.4483988787978888E-4,4.209943872410804E-4,5.3693703375756741E-4,2.5175019982270896E-4,1.8030330829787999E-4,3.3562621683813632E-4,3.9633020060136914E-4,3.2209864002652466E-4,null,null,null,null,null,0.13813300000000001,0.117045,0.2162,0.13442100000000001,0,0,0,0,0.10837612863849927,0.18940000000000001,0.18940000000000001,3.8532999999999998E-2,0]
[692,3.6042999999999999E-2,4.0765999999999997E-2,4.5149000000000002E-2,5.2047999999999997E-2,3.4151000000000001E-2,3.6614000000000001E-2,0.10992,0.22867999999999999,0.20716999999999999,1.9703999999999999E-2,2.3064000000000001E-2,2.8775999999999999E-2,0.1447,6.5638000000000002E-2,3.4851E-2,2.5447000000000001E-2,4.8864999999999999E-2,0.16885,0.11509999999999999,0.12187000000000001,8.3382999999999999E-2,4.1864999999999999E-2,3.3626000000000003E-2,3.7380999999999998E-2,2.6461999999999999E-2,3.6776999999999997E-2,2.6584E-2,0.23107,0.15703,2.5994E-2,2.7140000000000001E-2,2.1368999999999999E-2,1.6243E-2,2.4379999999999999E-2,2.3657000000000001E-2,1.6528000000000001E-2,2.2950000000000002E-2,1.6209000000000001E-2,1.5169E-2,1.8807999999999998E-2,1.7305000000000001E-2,1.2695E-2,1.8485999999999999E-2,1.4145E-2,1.2283000000000001E-2,1.7003000000000001E-2,1.2104E-2,2.0683E-2,1.908E-2,1.7447000000000001E-2,1.3309E-2,2.7445000000000001E-2,2.7445000000000001E-2,2.7421999999999998E-2,2.7445000000000001E-2,3.5443000000000002E-2,3.0207999999999999E-2,0.17480999999999999,0.17682999999999999,0.48504999999999998,0.44106000000000001,0.10390000000000001,0.23154,0.13902,0.26394000000000001,0.36,1.9713000000000001E-2,0.17452999999999999,0.26893,0.17652000000000001,0.24685000000000001,1.6990000000000002E-2,1.0843999999999999E-2,6.5086000000000005E-2,2.3231999999999999E-2,0.81059999999999999,0.80817000000000005,0.97599999999999998,0.88283999999999996,0.99916000000000005,0.80200000000000005,0.7571,0.81467000000000001,0.74804000000000004,0.77090000000000003,0.78152999999999995,0.77627000000000002,0.81438999999999995,0.66207000000000005,4.8392999999999999E-2,2.0202000000000001E-2,4.8510999999999999E-2,4.9298000000000002E-2,4.6954000000000003E-2,0.03,2.0407999999999999E-2,3.0928000000000001E-2,0.03,4.1727E-2,6.0606E-2,3.0928000000000001E-2,5.1546000000000002E-2,0.1258,0.10471,1.0101000000000001E-2,1.0309E-2,1.0101000000000001E-2,2.6804000000000001E-2,3.3399999999999999E-4,3.6440000000000002E-4,1.3775000000000001E-2,0,0,3.4000000000000001E-6,0,4.3199999999999998E-4,1.1999999999999999E-6,0,1.1999999999999999E-6,7.4000000000000003E-6,1.9174000000000001E-3,9.5455999999999996E-3,1.3122E-2,0,0,0,2.2187999999999999E-3,2.9120000000000001E-3,0,0,0,0,0,0,9.5359999999999998E-4,0,5.9999999999999997E-7,4.6938000000000001E-2,3.7113E-2,1.0101000000000001E-2,2.0833000000000001E-2,1.1399999999999999E-5,7.9999999999999996E-6,0.15196000000000001,6.1009000000000001E-2,1.9748000000000001E-3,2.4627999999999998E-3,2.1362E-3,2.3281999999999999E-3,2.0163999999999998E-3,1.6525999999999999E-3,2.0921999999999998E-3,2.2715999999999999E-3,2.1527999999999999E-3,6.6524E-2,2.5006E-3,2.1746000000000001E-3,1.9158000000000001E-3,2.5222E-3,1.6563999999999999E-3,2.4872000000000002E-3,2.679E-3,2.4104E-3,2.3134000000000002E-3,3.9999999999999998E-6,4.6E-6,3.5435000000000001E-2,3.8618E-2,0.37806000000000001,0.41399999999999998,7.5998999999999997E-2,0.38585000000000003,0.26672000000000001,0.25255,0.53139999999999998,0.52700999999999998,0.18373,9.0193999999999996E-2,0.34116999999999997,8.2281000000000007E-2,9.0193999999999996E-2,0.30606,0.13938999999999999,0.18265000000000001,0.48215000000000002,0.27929999999999999,0.32772000000000001,0.12803999999999999,0.14549999999999999,0.12992000000000001,0.43675999999999998,0.44446999999999998,0.23494999999999999,0.40061000000000002,0.19500999999999999,0.40719,0.32446000000000003,0.32933000000000001,0.28906999999999999,0.34055999999999997,0.33366000000000001,0.3357,0.33273000000000003,0.28039999999999998,0.41753000000000001,9.0292999999999998E-2,7.1105000000000002E-2,0.37780000000000002,0.35138999999999998,0.28310000000000002,0.18898000000000001,0.41736000000000001,0.17856,0.41771000000000003,0.41876000000000002,0.41687000000000002,0.19217000000000001,0.46418999999999999,0.4365,0.32585999999999998,0.32163000000000003,0.31827,0.32801999999999998,0.18232000000000001,0.17355999999999999,0.27775,0.17208000000000001,0.18063000000000001,0.32773000000000002,0.12822,0.15436,9.9509E-2,0.20782999999999999,0.27366000000000001,0.27925,0.27268999999999999,0.27679999999999999,0.28483000000000003,0.28789999999999999,0.35415999999999997,0.43202000000000002,0.19741,0.26706999999999997,0.26645999999999997,0.38850000000000001,0.22087000000000001,0.15859000000000001,5.0805000000000003E-2,0.35793000000000003,0.31811,0.13375999999999999,0.41968,0.11762,0.34597,0.51592000000000005,0.26756999999999997,0.33793000000000001,0.20846000000000001,0.19878999999999999,0.20397000000000001,0.19605,0.21027999999999999,0.22355,0.40468999999999999,9.4261999999999999E-2,0.30664999999999998,0.23058000000000001,0.15912000000000001,0.1535,0.19370999999999999,0.20788000000000001,0.36819000000000002,0.28683999999999998,0.32263999999999998,0.11695999999999999,0.33129999999999998,0.28239999999999998,0.26451000000000002,6.7916000000000004E-2,0.24661,0.23125999999999999,0.33994999999999997,0.33559,0.32482,0.30928,0.4698,0.60948000000000002,9.7955E-2,7.4879000000000001E-2,7.9782000000000006E-2,8.4226999999999996E-2,8.0307000000000003E-2,0.27575,0.25561,0.24951999999999999,0.52341000000000004,0.4793,0.85653999999999997,0.77110000000000001,0.67976000000000003,4.8484247646254702E-3,0.53251999999999999,0.48221999999999998,0.44316,0.86384744455898277,0.56308999999999998,0.71167000000000002,0.76268999999999998,0.83145999999999998,0.92845,0.99482999999999999,0.98789000000000005,0.93157000000000001,1,0,4.4706000000000003E-2,0,0,5.2377179963514209E-4,4.4964184053242207E-4,4.5180669985711575E-4,1.9850402895826846E-4,3.0308618443086743E-4,1.3101681543048471E-4,1.8686955445446074E-4,5.8442383306100965E-5,1.1642232129815966E-4,4.5009772293269634E-5,4.5158943976275623E-4,2.6775625883601606E-4,4.5494057121686637E-4,1.6934932500589639E-4,2.6687956415116787E-4,1.2148842506576329E-4,2.1719414507970214E-4,1.2409726332407445E-4,4.9402267904952168E-4,3.8246935582719743E-4,5.0682487199082971E-4,2.1573378762695938E-4,1.5617652388755232E-4,3.0542595777660608E-4,3.6585979978553951E-4,3.0437161331064999E-4,null,null,null,null,null,0.12642600000000001,0.105362,0.1986,0.12235500000000001,0,0,0,0,0.13726762089305269,0.17430000000000001,0.1772,3.5903999999999998E-2,0]
[701,2.9082E-2,3.0818000000000002E-2,3.3406999999999999E-2,3.7978999999999999E-2,2.7331000000000001E-2,2.7293000000000001E-2,9.1753000000000001E-2,0.19355,0.17247000000000001,2.1387E-2,2.6085000000000001E-2,3.3502999999999998E-2,0.11538,5.1463000000000002E-2,2.5472000000000002E-2,1.7666999999999999E-2,3.5926E-2,0.13769999999999999,9.6937999999999996E-2,0.1101,7.0569999999999994E-2,3.4459999999999998E-2,2.7762999999999999E-2,2.8677999999999999E-2,1.7949E-2,3.0282E-2,2.1686E-2,0.19922999999999999,0.13319,1.8171E-2,1.8638999999999999E-2,4.3383999999999999E-2,1.1514999999999999E-2,1.8749999999999999E-2,2.0705999999999999E-2,1.4144E-2,1.7564E-2,1.4619E-2,1.2427000000000001E-2,1.4284E-2,1.1073E-2,1.03E-2,1.4187E-2,8.8766000000000001E-3,1.0439E-2,1.3734E-2,1.0388E-2,1.7308E-2,1.8672999999999999E-2,1.3587999999999999E-2,1.1502999999999999E-2,2.1062000000000001E-2,2.1062000000000001E-2,2.1044E-2,2.1062000000000001E-2,3.3744999999999997E-2,2.8590999999999998E-2,0.16094,0.16003000000000001,0.44808999999999999,0.40806999999999999,9.0909000000000004E-2,0.19275999999999999,0.10732,0.22906000000000001,0.30857000000000001,1.4123999999999999E-2,0.14771999999999999,0.22886999999999999,0.14893000000000001,0.21046000000000001,1.0891E-2,5.1825999999999999E-3,0.17157,7.6356999999999994E-2,0.83428000000000002,0.83506000000000002,0.95599999999999996,0.90486,0.99953999999999998,0.82618999999999998,0.77769999999999995,0.83974000000000004,0.79296999999999995,0.79710000000000003,0.81013000000000002,0.80189999999999995,0.86053000000000002,0.72748999999999997,3.9513E-2,2.0202000000000001E-2,4.1005E-2,3.8600000000000002E-2,3.6764999999999999E-2,0.02,2.0407999999999999E-2,2.8865999999999999E-2,0.02,3.5172000000000002E-2,4.8485E-2,2.0618999999999998E-2,4.1237000000000003E-2,9.6814999999999998E-2,7.7468999999999996E-2,1.0101000000000001E-2,1.0309E-2,1.0101000000000001E-2,2.0618999999999998E-2,5.6199999999999997E-5,8.6199999999999995E-5,9.9001999999999996E-3,0,0,0,0,1.3459999999999999E-4,0,0,0,0,2.7163999999999999E-3,9.1851999999999993E-3,1.0474000000000001E-2,0,0,0,7.5219999999999996E-4,2.0195999999999999E-3,0,0,0,0,0,0,8.0800000000000002E-4,0,0,3.8774999999999997E-2,2.8865999999999999E-2,1.0101000000000001E-2,1.0416999999999999E-2,7.9999999999999996E-7,0,0.11115,4.7305E-2,1.4748000000000001E-3,1.779E-3,1.7246E-3,1.7556E-3,1.6548000000000001E-3,1.4128000000000001E-3,1.6138000000000001E-3,1.5788E-3,1.6818E-3,5.1775000000000002E-2,1.9322E-3,1.7949999999999999E-3,1.5024000000000001E-3,1.8998000000000001E-3,1.3242E-3,1.8546000000000001E-3,2.0400000000000001E-3,1.7618E-3,1.6678000000000001E-3,0,0,2.6152999999999999E-2,2.8697E-2,0.28000000000000003,0.34200000000000003,6.0552000000000002E-2,0.30589,0.20863000000000001,0.1973,0.43830000000000002,0.43043999999999999,0.15384,7.2302000000000005E-2,0.27473999999999998,6.5731999999999999E-2,7.2302000000000005E-2,0.24972,0.11377,0.14038999999999999,0.39665,0.22192999999999999,0.26606000000000002,0.11053,0.12052,0.10398,0.35726999999999998,0.37204999999999999,0.18925,0.32715,0.15543000000000001,0.33421000000000001,0.25990000000000002,0.26479000000000003,0.23333999999999999,0.27307999999999999,0.26732,0.26976,0.26757999999999998,0.21970999999999999,0.33955999999999997,7.2686000000000001E-2,5.6415E-2,0.31286999999999998,0.28541,0.23627000000000001,0.15118999999999999,0.33971000000000001,0.14301,0.34088000000000002,0.34088000000000002,0.33968999999999999,0.15772,0.37429000000000001,0.34866999999999998,0.26250000000000001,0.25757000000000002,0.25397999999999998,0.27150000000000002,0.15168999999999999,0.14374999999999999,0.22039,0.14307,0.14881,0.26129000000000002,0.10072,0.13289000000000001,7.9735E-2,0.16977999999999999,0.22086,0.22547,0.22029000000000001,0.22434000000000001,0.22524,0.23576,0.28504000000000002,0.34710999999999997,0.16008,0.21159,0.21268999999999999,0.31306,0.17674000000000001,0.13106000000000001,3.6782000000000002E-2,0.28815000000000002,0.25814999999999999,0.1089,0.35910999999999998,9.5922999999999994E-2,0.27907999999999999,0.41905999999999999,0.21074999999999999,0.27353,0.16688,0.15997,0.16374,0.15765999999999999,0.16889000000000001,0.17827000000000001,0.32837,7.5928999999999996E-2,0.24604000000000001,0.18501000000000001,0.13077,0.13181000000000001,0.16782,0.17186999999999999,0.30465999999999999,0.22538,0.25894,9.6018000000000006E-2,0.26556999999999997,0.22528000000000001,0.2104,5.4315000000000002E-2,0.20068,0.18456,0.26733000000000001,0.26855000000000001,0.25812000000000002,0.23630000000000001,0.38438,0.50656999999999996,7.8862000000000002E-2,5.9882999999999999E-2,6.3922999999999994E-2,6.8176E-2,6.4993999999999996E-2,0.22957,0.19997000000000001,0.19481999999999999,0.43346000000000001,0.38779000000000002,0.89061000000000001,0.79735,0.69967999999999997,4.9793738867240133E-3,0.54444999999999999,0.49184,0.45116000000000001,0.87595979929488366,0.60321000000000002,0.74234,0.78930999999999996,0.85206000000000004,0.93955,0.99734,0.98329,0.92198999999999998,1,0,0,0,0,3.9636981091462076E-4,3.295784117653966E-4,3.3412070479243994E-4,1.5409830666612834E-4,2.3370880808215588E-4,8.935406367527321E-5,1.4076086517889053E-4,9.2647815108648501E-6,6.4622989157214761E-5,1.0871377526200376E-5,3.3498005359433591E-4,1.9367544155102223E-4,3.504064807202667E-4,1.1961747077293694E-4,1.8986900977324694E-4,7.0736328780185431E-5,1.5104580961633474E-4,5.8158948377240449E-5,3.8002527435310185E-4,2.8044087230227888E-4,3.6389665910974145E-4,1.7696527356747538E-4,1.1684890341712162E-4,2.3580397828482091E-4,2.7073652017861605E-4,2.0932796178385615E-4,null,null,null,null,null,9.5128000000000004E-2,7.5994999999999993E-2,0.153,9.0398000000000006E-2,0,0,0,0,0.26974545486345181,0.13189999999999999,0.13100000000000001,3.2027E-2,0]
[702,2.8624E-2,3.0189000000000001E-2,3.2590000000000001E-2,3.6988E-2,2.6938E-2,2.6679000000000001E-2,9.0166999999999997E-2,0.19031999999999999,0.16958999999999999,2.7303999999999998E-2,3.3635999999999999E-2,4.3513000000000003E-2,0.1119,5.0122E-2,2.5075E-2,1.7415E-2,3.4877999999999999E-2,0.13703000000000001,9.5215999999999995E-2,0.10811,7.0211999999999997E-2,4.4616999999999997E-2,3.5927000000000001E-2,3.2836999999999998E-2,2.0763E-2,2.9954999999999999E-2,2.1295999999999999E-2,0.19625999999999999,0.13120999999999999,2.8264999999999998E-2,2.6054000000000001E-2,3.5071999999999999E-2,1.6803999999999999E-2,3.0408000000000001E-2,3.1357999999999997E-2,2.3244000000000001E-2,2.8053999999999999E-2,2.1115999999999999E-2,2.0246E-2,2.3074999999999998E-2,1.9557999999999999E-2,1.7073999999999999E-2,2.2109E-2,1.4676E-2,1.6362000000000002E-2,2.0476999999999999E-2,1.5630000000000002E-2,2.7317000000000001E-2,2.6814000000000001E-2,2.0732E-2,1.7089E-2,3.2823999999999999E-2,3.2823999999999999E-2,3.2795999999999999E-2,3.2823999999999999E-2,3.3723000000000003E-2,2.9269E-2,0.15967999999999999,0.15872,0.44485000000000002,0.40468999999999999,9.0909000000000004E-2,0.18937999999999999,0.10488,0.22025,0.28856999999999999,1.4553E-2,0.14444000000000001,0.22061,0.14480999999999999,0.20007,1.1443999999999999E-2,5.3331999999999997E-3,0.16056000000000001,7.8722E-2,0.83640000000000003,0.83875,0.95199999999999996,0.90746000000000004,0.99929000000000001,0.82887,0.77939999999999998,0.84221000000000001,0.79617000000000004,0.79974000000000001,0.81293000000000004,0.80474999999999997,0.86416999999999999,0.73477999999999999,3.8672999999999999E-2,2.0202000000000001E-2,4.0170999999999998E-2,3.7243999999999999E-2,3.5472999999999998E-2,0.02,2.0407999999999999E-2,2.6804000000000001E-2,0.02,3.456E-2,4.6464999999999999E-2,2.0618999999999998E-2,4.1237000000000003E-2,9.4918000000000002E-2,7.4945999999999999E-2,1.0101000000000001E-2,1.0309E-2,1.0101000000000001E-2,2.0618999999999998E-2,4.4400000000000002E-5,6.8399999999999996E-5,9.8233999999999995E-3,0,0,0,0,1.2219999999999999E-4,0,0,0,0,2.5247999999999998E-3,8.8564000000000004E-3,1.0824E-2,0,0,0,1.2144E-3,2.0412E-3,0,0,0,0,0,0,7.9799999999999999E-4,0,0,3.6734000000000003E-2,2.6804000000000001E-2,1.0101000000000001E-2,1.0416999999999999E-2,5.9999999999999997E-7,0,0.10700999999999999,4.5988000000000001E-2,1.4415999999999999E-3,1.7210000000000001E-3,1.7052E-3,1.7032E-3,1.6026E-3,1.3826000000000001E-3,1.5616E-3,1.5315999999999999E-3,1.6026E-3,5.0309E-2,1.9063999999999999E-3,1.743E-3,1.4698000000000001E-3,1.8636E-3,1.2964000000000001E-3,1.8251999999999999E-3,1.9959999999999999E-3,1.7366E-3,1.6316E-3,0,0,2.5403999999999999E-2,2.7876000000000001E-2,0.27091999999999999,0.33400000000000002,5.9165000000000002E-2,0.29582999999999998,0.20280999999999999,0.19170000000000001,0.42748999999999998,0.41998000000000002,0.15057999999999999,7.059E-2,0.26805000000000001,6.4166000000000001E-2,7.059E-2,0.24403,0.11126999999999999,0.13647999999999999,0.38790999999999998,0.21643000000000001,0.26035999999999998,0.10811,0.11823,0.10228,0.34904000000000002,0.36387999999999998,0.18476000000000001,0.31953999999999999,0.15240999999999999,0.32715,0.25357000000000002,0.25829999999999997,0.22836000000000001,0.26643,0.26068999999999998,0.26294000000000001,0.26090999999999998,0.21382000000000001,0.33166000000000001,7.0879999999999999E-2,5.5022000000000001E-2,0.30580000000000002,0.27882000000000001,0.23197999999999999,0.14846000000000001,0.33178999999999997,0.13951,0.33295000000000002,0.33289999999999997,0.33179999999999998,0.15357999999999999,0.36569000000000002,0.34079999999999999,0.25602999999999998,0.25133,0.24807999999999999,0.26522000000000001,0.14845,0.14088999999999999,0.21523,0.14002000000000001,0.14560999999999999,0.25491000000000003,9.869E-2,0.13047,7.7951000000000006E-2,0.16621,0.21575,0.2203,0.21523,0.21918000000000001,0.21995999999999999,0.23053000000000001,0.2782,0.33788000000000001,0.15626999999999999,0.20627000000000001,0.20751,0.30546000000000001,0.17235,0.12805,3.5631999999999997E-2,0.28079999999999999,0.25197000000000003,0.10662000000000001,0.35132999999999998,9.3384999999999996E-2,0.27245999999999998,0.40961999999999998,0.20546,0.26751000000000003,0.16297,0.15631,0.15998999999999999,0.15404999999999999,0.16481000000000001,0.17380999999999999,0.32045000000000001,7.4151999999999996E-2,0.24002000000000001,0.18043000000000001,0.12803999999999999,0.12931000000000001,0.16463,0.16850000000000001,0.29819000000000001,0.21978,0.25258000000000003,9.2912999999999996E-2,0.25916,0.22006999999999999,0.20538999999999999,5.3087000000000002E-2,0.19502,0.17979999999999999,0.26133000000000001,0.26028000000000001,0.25161,0.23432,0.37509999999999999,0.49620999999999998,7.7001E-2,5.8415000000000002E-2,6.2382E-2,6.6588999999999995E-2,6.3487000000000002E-2,0.22497,0.19452,0.18958,0.42424000000000001,0.37834000000000001,0.89185000000000003,0.79927000000000004,0.70191999999999999,4.9980683885505663E-3,0.54676000000000002,0.49408999999999997,0.45332,0.87604795553136283,0.60775999999999997,0.74573999999999996,0.79224000000000006,0.85428999999999999,0.94072,0.99755000000000005,0.98272999999999999,0.92090000000000005,1,0,0,0,0,3.8514600601047277E-4,3.1930644763633609E-4,3.2673636451363564E-4,1.4423544052988291E-4,2.1859156549908221E-4,8.3799270214512944E-5,1.3111224689055234E-4,5.2420673455344513E-6,6.2508421251550317E-5,7.2700863711361308E-6,3.2367065432481468E-4,1.8717185594141483E-4,3.4417546703480184E-4,1.2171325215604156E-4,1.8206235836260021E-4,7.1347785706166178E-5,1.4694235869683325E-4,5.7017652579816058E-5,3.6774034379050136E-4,2.7066687471233308E-4,3.5672818194143474E-4,1.7699177260510623E-4,1.0548899444984272E-4,2.2419396555051208E-4,2.6163741131313145E-4,2.0901410607621074E-4,null,null,null,null,null,9.2309000000000002E-2,7.3250999999999997E-2,0.1474,8.7696999999999997E-2,0,0,0,0,0.29092382280505552,0.12470000000000001,0.12939999999999999,3.1577000000000001E-2,0]
[709,2.5235E-2,2.5786E-2,2.6876000000000001E-2,3.0053E-2,2.3994999999999999E-2,2.2384999999999999E-2,7.9792000000000002E-2,0.16821,0.14990999999999999,5.7756000000000002E-2,7.2541999999999995E-2,9.6190999999999999E-2,9.5645999999999995E-2,4.5206999999999997E-2,2.1950999999999998E-2,1.4831E-2,2.8632000000000001E-2,0.12884000000000001,8.0651E-2,0.10137,6.0009E-2,0.10503999999999999,7.6846999999999999E-2,5.6313000000000002E-2,3.4833000000000003E-2,2.7181E-2,1.8248E-2,0.17402000000000001,0.11615,8.0857999999999999E-2,6.4107999999999998E-2,8.2325999999999996E-3,4.5409999999999999E-2,0.10228,8.5818000000000005E-2,7.3103000000000001E-2,9.4750000000000001E-2,6.0652999999999999E-2,6.6728999999999997E-2,7.7592999999999995E-2,6.4635999999999999E-2,5.5145E-2,7.1384000000000003E-2,4.8186E-2,4.9366E-2,6.1052000000000002E-2,4.2304000000000001E-2,8.2017000000000007E-2,7.0425000000000001E-2,5.8660999999999998E-2,4.7794999999999997E-2,0.10598,0.10598,0.10589,0.10598,3.0609000000000001E-2,2.8017E-2,0.15458,0.15912999999999999,0.42425000000000002,0.38567000000000001,8.0518999999999993E-2,0.17723,9.7560999999999995E-2,0.19159999999999999,0.20571,1.4774000000000001E-2,0.12748000000000001,0.18038999999999999,0.12494,0.15204000000000001,1.2043999999999999E-2,5.1114000000000003E-3,5.2166999999999998E-2,2.5943000000000001E-2,0.85406000000000004,0.85948999999999998,0.93200000000000005,0.92679,0.99699000000000004,0.84777999999999998,0.79605999999999999,0.85938999999999999,0.81693000000000005,0.81837000000000004,0.83323999999999998,0.82467999999999997,0.88768000000000002,0.78659999999999997,3.3255E-2,1.2121E-2,3.4332000000000001E-2,2.9704999999999999E-2,2.8292000000000001E-2,0.02,1.2245000000000001E-2,2.0618999999999998E-2,0.02,3.057E-2,4.0404000000000002E-2,2.0618999999999998E-2,3.2989999999999998E-2,8.1267000000000006E-2,5.8946999999999999E-2,1.0101000000000001E-2,1.0309E-2,1.0101000000000001E-2,2.0618999999999998E-2,5.0000000000000004E-6,9.3999999999999998E-6,9.3665999999999992E-3,0,0,0,0,1.1459999999999999E-4,0,0,0,0,1.9524E-3,8.3059999999999991E-3,1.0591E-2,0,0,0,2.8993999999999999E-3,4.2119999999999999E-4,0,0,0,0,0,0,8.0079999999999995E-4,0,0,3.0612E-2,2.0618999999999998E-2,1.0101000000000001E-2,1.0416999999999999E-2,0,0,8.6807999999999996E-2,3.7262000000000003E-2,1.2948E-3,1.6222000000000001E-3,1.5302E-3,1.5035999999999999E-3,1.4292E-3,1.1927999999999999E-3,1.2722E-3,1.338E-3,1.3753999999999999E-3,4.1056000000000002E-2,1.6554E-3,1.4630000000000001E-3,1.2800000000000001E-3,1.6838000000000001E-3,1.1922E-3,1.565E-3,1.7359999999999999E-3,1.4754E-3,1.3686E-3,0,0,2.0073000000000001E-2,2.2165000000000001E-2,0.21310000000000001,0.28599999999999998,4.9976E-2,0.24278,0.1643,0.15451999999999999,0.35571999999999998,0.35264000000000001,0.12726999999999999,5.9672000000000003E-2,0.22600000000000001,5.4186999999999999E-2,5.9672000000000003E-2,0.20609,9.4786999999999996E-2,0.11104,0.32905000000000001,0.18060000000000001,0.22045999999999999,9.1209999999999999E-2,0.10222000000000001,9.0414999999999995E-2,0.29368,0.30743999999999999,0.15501999999999999,0.26855000000000001,0.13175999999999999,0.2777,0.21173,0.21579999999999999,0.19419,0.22226000000000001,0.2172,0.21853,0.21787999999999999,0.17551,0.28100000000000003,5.9142E-2,4.5884000000000001E-2,0.25874000000000003,0.23269999999999999,0.19836000000000001,0.12931999999999999,0.27986,0.11651,0.28047,0.28012999999999999,0.27940999999999999,0.12914999999999999,0.31342999999999999,0.28819,0.21462000000000001,0.20762,0.20677999999999999,0.22319,0.12776999999999999,0.12089,0.17913999999999999,0.11867,0.12318999999999999,0.21160000000000001,8.4475999999999996E-2,0.11347,6.5261E-2,0.14126,0.18131,0.18557000000000001,0.18135000000000001,0.18459999999999999,0.183,0.19388,0.23286000000000001,0.28333000000000003,0.13086999999999999,0.16903000000000001,0.17119000000000001,0.25613999999999998,0.14408000000000001,0.10700999999999999,2.7585999999999999E-2,0.23472999999999999,0.21067,9.0659000000000003E-2,0.29870000000000002,7.8383999999999995E-2,0.22842000000000001,0.34591,0.17011000000000001,0.22533,0.13557,0.13070999999999999,0.13372999999999999,0.12876000000000001,0.13622000000000001,0.14457,0.26823000000000002,6.2447999999999997E-2,0.20058000000000001,0.15015000000000001,0.10949,0.11178,0.14265,0.14641000000000001,0.25290000000000001,0.18057999999999999,0.21128,7.3717000000000005E-2,0.21586,0.18185999999999999,0.17122000000000001,4.4721999999999998E-2,0.15970999999999999,0.14793999999999999,0.21772,0.21298,0.20938000000000001,0.20444000000000001,0.31635000000000002,0.42473,6.4533999999999994E-2,4.8717000000000003E-2,5.2143000000000002E-2,5.5999E-2,5.3388999999999999E-2,0.19453000000000001,0.15961,0.15570000000000001,0.36424000000000001,0.31706000000000001,0.90054999999999996,0.81271000000000004,0.71760999999999997,5.1455221814921785E-3,0.56298999999999999,0.50985000000000003,0.46847,0.87660763412183629,0.63990999999999998,0.76949000000000001,0.81259999999999999,0.86975000000000002,0.94864000000000004,0.99885000000000002,0.97865999999999997,0.91317000000000004,1,0,0,0,0,2.890949253924191E-4,2.1294926409609616E-4,2.4381086404900998E-4,1.258066768059507E-4,1.6480007616337389E-4,7.7996570325922221E-5,9.343018609797582E-5,3.3889813494170085E-5,5.0289170758333057E-5,4.8769061322673224E-6,2.4601616314612329E-4,1.4194470713846385E-4,2.7092054369859397E-4,1.1188065400347114E-4,1.2577556481119245E-4,6.4310996094718575E-5,1.0917802137555555E-4,7.0673631853424013E-5,2.8738376568071544E-4,2.0159964333288372E-4,2.737032191362232E-4,1.3254769146442413E-4,1.0243144060950726E-4,1.8451125652063638E-4,2.099778939737007E-4,1.8192404240835458E-4,null,null,null,null,null,7.4227000000000001E-2,5.7041000000000001E-2,0.1236,7.1776000000000006E-2,0,0,0,0,0.47508340788687425,9.7500000000000003E-2,0.1041,3.0717000000000001E-2,0]
[713,2.3081999999999998E-2,2.3099000000000001E-2,2.3799000000000001E-2,2.6287999999999999E-2,2.1933999999999999E-2,1.9931999999999998E-2,7.3221999999999995E-2,0.15454999999999999,0.13777,4.1064000000000003E-2,5.1318000000000003E-2,6.8670999999999996E-2,8.9761999999999995E-2,4.2181000000000003E-2,1.9455E-2,1.3065E-2,2.5898999999999998E-2,0.11792999999999999,7.4496999999999994E-2,9.5924999999999996E-2,5.1506999999999997E-2,7.0171999999999998E-2,4.3936999999999997E-2,4.0875000000000002E-2,2.3705E-2,2.5099E-2,1.6958999999999998E-2,0.16052,0.10829999999999999,3.8738000000000002E-2,3.4280999999999999E-2,5.7187999999999996E-3,2.5058E-2,6.4242999999999995E-2,4.3637000000000002E-2,3.6815000000000001E-2,6.0297999999999997E-2,3.1112000000000001E-2,3.4456000000000001E-2,4.8786999999999997E-2,3.1019000000000001E-2,2.7712000000000001E-2,4.5323000000000002E-2,2.5277000000000001E-2,2.4972999999999999E-2,3.9491999999999999E-2,2.2516000000000001E-2,4.1855999999999997E-2,3.6353999999999997E-2,3.0353999999999999E-2,2.2785E-2,6.7289000000000002E-2,6.7289000000000002E-2,6.7232E-2,6.7289000000000002E-2,2.9000000000000001E-2,2.6091E-2,0.15103,0.15359999999999999,0.41485,0.37806000000000001,7.7922000000000005E-2,0.16397999999999999,0.11219999999999999,0.17965999999999999,0.27714,1.4527E-2,0.12204,0.17696000000000001,0.11975,0.15623000000000001,1.0203E-2,4.1317999999999997E-3,2.4646000000000001E-2,9.3215999999999993E-3,0.86219000000000001,0.87004000000000004,0.91800000000000004,0.93818000000000001,0.99422999999999995,0.85838000000000003,0.80623,0.86856999999999995,0.82547999999999999,0.82828000000000002,0.84402999999999995,0.83608000000000005,0.89792000000000005,0.81596000000000002,3.0778E-2,1.0101000000000001E-2,3.2141000000000003E-2,2.6643E-2,2.5375999999999999E-2,0.02,1.0204E-2,2.0618999999999998E-2,0.02,2.8601000000000001E-2,3.4342999999999999E-2,2.0618999999999998E-2,3.0928000000000001E-2,7.0831000000000005E-2,5.2665999999999998E-2,1.0101000000000001E-2,1.0309E-2,1.0101000000000001E-2,1.4433E-2,2.44E-5,3.8600000000000003E-5,9.9670000000000002E-3,0,0,0,0,1.148E-4,0,0,0,0,2.5500000000000002E-3,7.8174000000000004E-3,1.0181000000000001E-2,0,0,0,1.5772E-3,1.2857999999999999E-3,0,0,0,0,0,0,7.5739999999999998E-4,0,0,2.4490000000000001E-2,2.0618999999999998E-2,4.0404000000000004E-3,1.0416999999999999E-2,0,0,7.4647000000000005E-2,3.2923000000000001E-2,1.2715999999999999E-3,1.3368E-3,1.3695999999999999E-3,1.4653999999999999E-3,1.3799999999999999E-3,1.2130000000000001E-3,1.0950000000000001E-3,1.2416E-3,1.186E-3,3.6519000000000003E-2,1.5172E-3,1.3906000000000001E-3,1.2702E-3,1.5388000000000001E-3,1.0796E-3,1.4764000000000001E-3,1.596E-3,1.3924E-3,1.3041999999999999E-3,0,0,1.754E-2,1.9355000000000001E-2,0.18415999999999999,0.26200000000000001,4.5290999999999998E-2,0.22108,0.14398,0.13691999999999999,0.31841000000000003,0.31770999999999999,0.11436,5.3983999999999997E-2,0.20460999999999999,4.9076000000000002E-2,5.3983999999999997E-2,0.18618000000000001,8.6278999999999995E-2,9.8413E-2,0.29781999999999997,0.16306000000000001,0.19900999999999999,8.2835000000000006E-2,9.3383999999999995E-2,8.2194000000000003E-2,0.26473000000000002,0.27822000000000002,0.13993,0.24187,0.12015000000000001,0.25298999999999999,0.19017000000000001,0.19424,0.17494999999999999,0.20047000000000001,0.19509000000000001,0.19700000000000001,0.19575999999999999,0.15609999999999999,0.25413000000000002,5.3498999999999998E-2,4.1324E-2,0.2341,0.21067,0.18068999999999999,0.11839,0.25314999999999999,0.10514,0.25363999999999998,0.25324999999999998,0.25259999999999999,0.11801,0.28697,0.25918999999999998,0.19375999999999999,0.18756,0.18695000000000001,0.2029,0.11688999999999999,0.10953,0.1613,0.10821,0.11205,0.18970000000000001,7.6353000000000004E-2,0.10362,5.9158000000000002E-2,0.12964999999999999,0.16447999999999999,0.16847999999999999,0.16453999999999999,0.16761000000000001,0.16525000000000001,0.17569000000000001,0.21035999999999999,0.25647999999999999,0.11802,0.15174000000000001,0.15318999999999999,0.23080000000000001,0.13034000000000001,9.6292000000000003E-2,2.4368000000000001E-2,0.21068000000000001,0.19003,8.2918000000000006E-2,0.27123999999999998,7.2153999999999996E-2,0.20585999999999999,0.31339,0.15256,0.20460999999999999,0.12238,0.11831,0.12101000000000001,0.11648,0.12331,0.13056000000000001,0.2422,5.6557999999999997E-2,0.18124999999999999,0.13547000000000001,9.9553000000000003E-2,0.10224,0.13081999999999999,0.13383,0.23042000000000001,0.16209000000000001,0.18998999999999999,6.5706000000000001E-2,0.19391,0.16048000000000001,0.15307999999999999,4.0427999999999999E-2,0.14433000000000001,0.13396,0.19647000000000001,0.19195000000000001,0.19017000000000001,0.18917999999999999,0.28804000000000002,0.38683000000000001,5.8251999999999998E-2,4.3825999999999997E-2,4.6967000000000002E-2,5.0591999999999998E-2,4.8250000000000001E-2,0.17887,0.14249000000000001,0.13913,0.33094000000000001,0.28598000000000001,0.85509000000000002,0.77254999999999996,0.68274999999999997,4.9297776005347606E-3,0.53629000000000004,0.48586000000000001,0.44655,0.85220213961510294,0.65861000000000003,0.78300999999999998,0.82410000000000005,0.87836000000000003,0.95291000000000003,0.99936000000000003,0.97616999999999998,0.90866000000000002,1,0,0,0,0,2.3520700051449239E-4,2.0179031707812101E-4,2.1126438514329493E-4,1.1668245133478194E-4,1.3045131345279515E-4,7.8529439633712173E-5,8.8324537500739098E-5,2.4889666747185402E-5,4.0484079363523051E-5,2.4701380425540265E-6,2.1682729129679501E-4,1.3767495693173259E-4,2.3841469374019653E-4,7.5886950071435422E-5,1.0570535232545808E-4,4.1461928049102426E-5,9.8823562439065427E-5,4.9290807510260493E-5,2.556731051299721E-4,1.8718942010309547E-4,2.5543867377564311E-4,1.2702192179858685E-4,1.0828156518982723E-4,1.5973203699104488E-4,1.8228916451334953E-4,1.4397512131836265E-4,null,null,null,null,null,6.6019999999999995E-2,4.9236000000000002E-2,0.1101,6.3343999999999998E-2,0,0,0,0,0.59591668958766508,8.8400000000000006E-2,8.6400000000000005E-2,2.9610999999999998E-2,0]
[719,2.0517000000000001E-2,1.9897000000000001E-2,2.0031E-2,2.1797E-2,1.9480000000000001E-2,1.6988E-2,6.3435000000000005E-2,0.13414000000000001,0.1195,1.0883E-2,1.3152E-2,1.7597999999999999E-2,7.2453000000000004E-2,3.3895000000000002E-2,1.7374000000000001E-2,1.0158E-2,2.2976E-2,0.10176,6.4568E-2,8.7906999999999999E-2,4.8374E-2,2.0036000000000002E-2,1.3533E-2,1.9188E-2,1.2393E-2,2.3344E-2,1.5994999999999999E-2,0.14018,9.4840999999999995E-2,4.5176000000000001E-3,6.4121999999999998E-3,8.7200000000000005E-4,4.9148000000000004E-3,9.1305999999999991E-3,6.973E-3,3.8815999999999998E-3,9.0221999999999993E-3,4.6572000000000002E-3,3.8758E-3,6.9232E-3,1.0674E-3,2.7033999999999999E-3,7.6099999999999996E-3,3.6646000000000001E-3,3.5528000000000001E-3,8.4861999999999993E-3,5.2344000000000002E-3,2.1940000000000002E-3,4.6372000000000002E-3,4.0416000000000002E-3,7.5739999999999998E-4,1.1298000000000001E-2,1.1298000000000001E-2,1.1289E-2,1.1298000000000001E-2,2.8267E-2,2.5641000000000001E-2,0.14413999999999999,0.14365,0.40227000000000002,0.36563000000000001,7.7922000000000005E-2,0.15878,0.10244,0.18029000000000001,0.26,1.4293E-2,0.11797000000000001,0.17197000000000001,0.11681999999999999,0.16361999999999999,9.6336000000000008E-3,3.9805999999999999E-3,1.9345000000000001E-2,1.107E-2,0.87419999999999998,0.88841999999999999,0.89400000000000002,0.95413000000000003,0.98806000000000005,0.87351000000000001,0.82184000000000001,0.88166999999999995,0.83328999999999998,0.84238000000000002,0.86014000000000002,0.85189999999999999,0.90746000000000004,0.85575999999999997,2.7508999999999999E-2,1.0101000000000001E-2,2.9617999999999998E-2,2.3213000000000001E-2,2.2109E-2,1.2E-2,1.0204E-2,2.0618999999999998E-2,1.2E-2,2.5950000000000001E-2,3.0303E-2,1.2371E-2,2.2681E-2,5.9882999999999999E-2,4.5761000000000003E-2,1.0101000000000001E-2,1.0309E-2,2.0202000000000002E-3,1.0309E-2,1.1239999999999999E-4,1.7100000000000001E-4,1.1311E-2,0,0,0,0,3.3560000000000003E-4,0,0,0,0,2.8040000000000001E-3,6.5853999999999999E-3,7.7353999999999999E-3,0,0,0,4.548E-4,1.8645999999999999E-3,0,0,0,0,0,0,8.2220000000000004E-4,0,0,2.0407999999999999E-2,2.0618999999999998E-2,8.0808000000000008E-3,1.0416999999999999E-2,0,0,6.0222999999999999E-2,2.7762999999999999E-2,1.1479999999999999E-3,1.2068000000000001E-3,1.1604E-3,1.3254E-3,1.1884E-3,9.1500000000000001E-4,1.0349999999999999E-3,1.274E-3,9.9799999999999997E-4,3.0505000000000001E-2,1.2852E-3,1.3014000000000001E-3,1.1054000000000001E-3,1.4084E-3,1.0096E-3,1.3492000000000001E-3,1.4863999999999999E-3,1.2072000000000001E-3,1.1398000000000001E-3,0,0,1.4239999999999999E-2,1.5729E-2,0.14749000000000001,0.22600000000000001,3.8843000000000003E-2,0.18758,0.11754000000000001,0.11355,0.27154,0.27109,9.758E-2,4.6185999999999998E-2,0.17449999999999999,4.1909000000000002E-2,4.6185999999999998E-2,0.15912999999999999,7.4676999999999993E-2,8.1753999999999993E-2,0.25522,0.13943,0.16750999999999999,7.0914000000000005E-2,8.0292000000000002E-2,6.9142999999999996E-2,0.22555,0.23793,0.11978,0.20519999999999999,0.10374,0.21770999999999999,0.16144,0.16558,0.14912,0.17133000000000001,0.16658000000000001,0.16811999999999999,0.16667000000000001,0.13027,0.21604999999999999,4.6275999999999998E-2,3.5295E-2,0.20107,0.17977000000000001,0.15828,0.10299999999999999,0.2162,9.017E-2,0.21653,0.21643999999999999,0.2157,0.10202,0.24782999999999999,0.22239,0.16522000000000001,0.15992999999999999,0.15909000000000001,0.17391000000000001,0.10061,9.5731999999999998E-2,0.13592000000000001,9.3403E-2,9.6174999999999997E-2,0.16019,6.4406000000000005E-2,8.8776999999999995E-2,4.6967000000000002E-2,0.11355999999999999,0.14166000000000001,0.14532,0.14204,0.14476,0.14033000000000001,0.14979999999999999,0.18004999999999999,0.2205,0.10113999999999999,0.1278,0.12756000000000001,0.19649,0.11173,8.0876000000000003E-2,1.9310999999999998E-2,0.18129999999999999,0.16209000000000001,7.1995000000000003E-2,0.23341000000000001,6.2769000000000005E-2,0.17534,0.26844000000000001,0.12931000000000001,0.17523,0.10381,0.10081,0.10308,9.9137000000000003E-2,0.10567,0.11208,0.20695,4.8641999999999998E-2,0.15522,0.11498,8.5989999999999997E-2,8.9153999999999997E-2,0.11457000000000001,0.11622,0.19839999999999999,0.13630999999999999,0.16172,5.5760999999999998E-2,0.16384000000000001,0.13325999999999999,0.12748999999999999,3.4393E-2,0.12107999999999999,0.11214,0.16447999999999999,0.16467000000000001,0.16238,0.15143999999999999,0.25340000000000001,0.33295000000000002,4.9863999999999999E-2,3.7434000000000002E-2,4.0139000000000001E-2,4.3355999999999999E-2,4.1348999999999997E-2,0.15787000000000001,0.11944,0.11655,0.28236,0.24293999999999999,0.76168999999999998,0.68838999999999995,0.60855999999999999,4.3009156866295698E-3,0.47825000000000001,0.43337999999999999,0.39839000000000002,0.80319868474575407,0.68706,0.80322000000000005,0.84118000000000004,0.89102000000000003,0.95901000000000003,0.99983999999999995,0.97223999999999999,0.90178999999999998,1,0,0,0,0,2.1325304987840354E-4,1.8431925855111331E-4,1.5912472736090422E-4,7.6544791227206588E-5,1.0604242561385036E-4,5.0235561502631754E-5,8.1141028204001486E-5,2.5504114091745578E-5,5.4218166042119265E-5,1.1759858352888841E-5,1.8461568106431514E-4,1.1884340347023681E-4,1.9238120876252651E-4,7.1659247623756528E-5,9.0916619228664786E-5,3.8652055081911385E-5,8.5495215898845345E-5,2.9942293622298166E-5,2.1370543981902301E-4,1.2628042895812541E-4,1.8448090122547001E-4,9.669364953879267E-5,8.6095344158820808E-5,1.1384871322661638E-4,1.4277579612098634E-4,9.8662552773021162E-5,null,null,null,null,null,5.4591000000000001E-2,3.9490999999999998E-2,9.0700000000000003E-2,5.2202999999999999E-2,0,0,0,0,0.7604137968959187,7.1499999999999994E-2,7.0900000000000005E-2,2.9010000000000001E-2,0]
[724,1.8869E-2,1.7839000000000001E-2,1.7455999999999999E-2,1.8494E-2,1.7957999999999998E-2,1.5087E-2,5.7135999999999999E-2,0.12046999999999999,0.10742,3.9354000000000004E-3,4.5306000000000001E-3,5.5744000000000002E-3,6.4116000000000006E-2,3.1397000000000001E-2,1.6673E-2,8.1201999999999993E-3,2.1356E-2,9.0156E-2,6.1154E-2,7.4781E-2,4.3376999999999999E-2,1.3807E-2,1.1759E-2,1.4555999999999999E-2,9.4932000000000002E-3,2.1572000000000001E-2,1.4848999999999999E-2,0.12639,8.4914000000000003E-2,2.3471999999999998E-3,6.7942000000000002E-3,0,2.2147999999999998E-3,2.8011999999999998E-3,3.4654E-3,2.2696000000000001E-3,3.1234000000000001E-3,4.8387999999999999E-3,2.4177999999999999E-3,2.1814E-3,0,1.763E-3,3.0536000000000001E-3,1.7061999999999999E-3,2.3555999999999998E-3,5.4016000000000003E-3,4.5719999999999997E-3,1.5192000000000001E-3,3.7171999999999999E-3,1.5386E-3,0,4.5333999999999999E-3,4.5333999999999999E-3,4.5294000000000003E-3,4.5333999999999999E-3,2.6960000000000001E-2,2.3470999999999999E-2,0.14093,0.13900000000000001,0.39133000000000001,0.35421000000000002,7.7922000000000005E-2,0.15759999999999999,8.7804999999999994E-2,0.1598,0.20857000000000001,1.2919E-2,0.11611,0.16052,0.11491,0.14213000000000001,9.0740000000000005E-3,3.5644000000000001E-3,1.7909000000000001E-2,8.5515999999999995E-3,0.88339000000000001,0.89698,0.88200000000000001,0.96553,0.98184000000000005,0.88548000000000004,0.83503000000000005,0.89329999999999998,0.83311999999999997,0.85531000000000001,0.87278999999999995,0.86456,0.90895000000000004,0.88729000000000002,2.4292999999999999E-2,1.0101000000000001E-2,2.7595999999999999E-2,2.0323000000000001E-2,1.9356999999999999E-2,0.01,1.0204E-2,1.2371E-2,0.01,2.401E-2,2.2221999999999999E-2,1.0309E-2,2.0618999999999998E-2,5.4864999999999997E-2,4.0557999999999997E-2,2.0202000000000002E-3,2.0617999999999999E-3,0,1.0309E-2,2.94E-5,4.5399999999999999E-5,1.0418999999999999E-2,0,0,0,0,7.8399999999999995E-5,0,0,0,0,2.4407999999999999E-3,5.7273999999999997E-3,8.4390000000000003E-3,0,0,0,2.1413999999999999E-3,1.8942E-3,0,0,0,0,0,0,9.4700000000000003E-4,0,0,2.0407999999999999E-2,1.2371E-2,2.0202000000000002E-3,1.0416999999999999E-2,0,0,5.0238999999999999E-2,2.3907000000000001E-2,1.0582E-3,1.193E-3,9.4919999999999998E-4,1.0181999999999999E-3,1.0288000000000001E-3,9.7539999999999996E-4,9.2880000000000002E-4,1.2152E-3,8.5979999999999997E-4,2.6113999999999998E-2,1.1982E-3,1.1796E-3,1.0332E-3,1.2514E-3,9.7479999999999995E-4,1.2106E-3,1.3778E-3,1.0342000000000001E-3,1.0166000000000001E-3,0,0,1.2248E-2,1.3427E-2,0.12171,0.19600000000000001,3.4029999999999998E-2,0.16044,0.10183,9.6560999999999994E-2,0.23863000000000001,0.23765,8.6051000000000002E-2,4.0612000000000002E-2,0.15293000000000001,3.7062999999999999E-2,4.0612000000000002E-2,0.13941000000000001,6.6120999999999999E-2,7.0130999999999999E-2,0.22373000000000001,0.12107,0.14768999999999999,6.2477999999999999E-2,7.1779999999999997E-2,6.139E-2,0.19658999999999999,0.20816999999999999,0.10494000000000001,0.17884,9.4242999999999993E-2,0.19278000000000001,0.14083000000000001,0.1444,0.13222,0.14942,0.14545,0.14605000000000001,0.14515,0.11212,0.18889,4.0632000000000001E-2,3.0983E-2,0.17688000000000001,0.15906000000000001,0.13875999999999999,9.1977000000000003E-2,0.18944,7.9182000000000002E-2,0.18970000000000001,0.18942000000000001,0.18898000000000001,8.9640999999999998E-2,0.21653,0.19536999999999999,0.14399999999999999,0.14080000000000001,0.14041000000000001,0.15168999999999999,9.0376999999999999E-2,8.5570999999999994E-2,0.11892,8.3588999999999997E-2,8.6173E-2,0.13897999999999999,5.6515999999999997E-2,8.0518999999999993E-2,4.5102999999999997E-2,0.10194,0.12493,0.12805,0.12528,0.12756999999999999,0.12284,0.13272999999999999,0.15754000000000001,0.19273000000000001,8.8745000000000004E-2,0.10988000000000001,0.11058999999999999,0.17154,9.8676E-2,7.1012000000000006E-2,1.6552000000000001E-2,0.15987000000000001,0.14165,6.4160999999999996E-2,0.20412,5.5615999999999999E-2,0.15298,0.23511000000000001,0.11271,0.15525,9.1083999999999998E-2,8.8598999999999997E-2,9.0622999999999995E-2,8.7224999999999997E-2,9.3587000000000004E-2,9.8579E-2,0.18060000000000001,4.2869999999999998E-2,0.13589000000000001,0.10061,7.6665999999999998E-2,7.9619999999999996E-2,0.10248,0.10414,0.1769,0.11974,0.14138000000000001,4.8731999999999998E-2,0.14235,0.11488,0.10692,3.0307000000000001E-2,0.1052,9.6662999999999999E-2,0.13991000000000001,0.14577000000000001,0.14133999999999999,0.11971999999999999,0.21024999999999999,0.2928,4.4269999999999997E-2,3.3125000000000002E-2,3.5304000000000002E-2,3.8552000000000003E-2,3.6754000000000002E-2,0.14187,0.10341,0.10095,0.2495,0.21163000000000001,0.78361999999999998,0.70918000000000003,0.62766,4.4894793518049179E-3,0.49415999999999999,0.4481,0.41216000000000003,0.81115115157101847,0.71113999999999999,0.81998000000000004,0.85523000000000005,0.90130999999999994,0.96377999999999997,0.99997999999999998,0.96877000000000002,0.89595999999999998,1,0,0,0,0,1.5624127991031855E-4,1.3892023707740009E-4,1.289082138100639E-4,7.1129608841147274E-5,6.9668873038608581E-5,1.6103716916404665E-5,5.452944606076926E-5,2.7751299057854339E-5,3.3688284020172432E-5,0,1.4196014672052115E-4,1.0081724758492783E-4,1.3424234930425882E-4,4.6579494664911181E-5,6.427554035326466E-5,3.3871092455228791E-5,4.0319817344425246E-5,2.4482964363414794E-5,1.8611131235957146E-4,1.1735742737073451E-4,1.3675173977389932E-4,5.980773494229652E-5,3.3325934055028483E-5,9.796412632567808E-5,1.0995492630172521E-4,1.1559187987586483E-4,null,null,null,null,null,4.6101999999999997E-2,3.3949E-2,8.0100000000000005E-2,4.4655E-2,0,0,0,0,0.88593602324071996,0.06,6.2399999999999997E-2,2.7480999999999998E-2,0]
[732,1.7448999999999999E-2,1.5779999999999999E-2,1.5008000000000001E-2,1.5786000000000001E-2,1.6584999999999999E-2,1.337E-2,4.9251999999999997E-2,0.10381,9.2459E-2,2.8500000000000001E-3,3.0479999999999999E-3,3.6188000000000001E-3,5.9577999999999999E-2,3.4160000000000003E-2,1.2784999999999999E-2,6.9454E-3,1.7534000000000001E-2,8.0591999999999997E-2,4.7983999999999999E-2,6.0922999999999998E-2,3.8529000000000001E-2,1.2397999999999999E-2,1.0463999999999999E-2,1.1825E-2,5.5707999999999999E-3,1.9782999999999999E-2,1.3976000000000001E-2,0.11008,7.3456999999999995E-2,3.5964E-3,8.7165999999999997E-3,7.2480000000000005E-4,0,2.0041999999999998E-3,1.4760000000000001E-3,1.6888000000000001E-3,3.0155999999999998E-3,9.4780000000000003E-3,2.5614000000000001E-3,1.892E-3,6.2520000000000002E-4,1.851E-3,2.8509999999999998E-3,1.0068E-3,2.3484000000000001E-3,5.836E-3,4.9708E-3,1.7466000000000001E-3,2.9202E-3,1.9292000000000001E-3,0,4.2329999999999998E-3,4.2329999999999998E-3,4.2294000000000003E-3,4.2329999999999998E-3,2.6623999999999998E-2,2.3640999999999999E-2,0.13858999999999999,0.13772999999999999,0.37544,0.34228999999999998,7.2727E-2,0.14399999999999999,8.5365999999999997E-2,0.14953,0.16571,1.1138E-2,0.10877000000000001,0.14351,0.10677,0.12056,1.0519000000000001E-2,4.2782000000000002E-3,1.5805E-2,8.5892E-3,0.89929000000000003,0.91161000000000003,0.86599999999999999,0.98038999999999998,0.96855000000000002,0.90400999999999998,0.84716000000000002,0.91147999999999996,0.73592999999999997,0.87524999999999997,0.89298999999999995,0.88797000000000004,0.81079000000000001,0.93359999999999999,1.8162000000000001E-2,1.0101000000000001E-2,2.4361000000000001E-2,1.6857E-2,1.6055E-2,0.01,1.0204E-2,1.0309E-2,0.01,2.1315000000000001E-2,2.0202000000000001E-2,1.0309E-2,2.0618999999999998E-2,4.7523999999999997E-2,3.2127000000000003E-2,0,0,0,1.0309E-2,9.2E-6,1.7399999999999999E-5,9.7429999999999999E-3,0,0,0,0,7.7399999999999998E-5,0,0,0,0,3.058E-3,5.2072000000000004E-3,6.3022E-3,0,0,0,3.6446E-3,2.6572000000000002E-3,0,0,0,0,0,0,9.3360000000000003E-4,0,0,1.6326E-2,1.0309E-2,0,1.0416999999999999E-2,0,0,3.7469000000000002E-2,1.8756999999999999E-2,9.7400000000000004E-4,9.5180000000000004E-4,8.8440000000000003E-4,9.3700000000000001E-4,9.4600000000000001E-4,9.2020000000000003E-4,8.296E-4,8.9360000000000004E-4,8.4619999999999997E-4,2.0722999999999998E-2,1.0235999999999999E-3,9.7320000000000002E-4,8.9179999999999999E-4,1.1831999999999999E-3,8.3259999999999996E-4,1.0832000000000001E-3,1.2122000000000001E-3,9.3479999999999995E-4,9.3260000000000001E-4,0,0,9.3583999999999994E-3,1.0208999999999999E-2,9.3759999999999996E-2,0.16200000000000001,2.7467999999999999E-2,0.12363,7.9608999999999999E-2,7.4844999999999995E-2,0.19212000000000001,0.18792,7.1652999999999994E-2,3.3059999999999999E-2,0.12324,3.0089999999999999E-2,3.3059999999999999E-2,0.11178,5.3608000000000003E-2,5.4876000000000001E-2,0.17845,9.5800999999999997E-2,0.11919,5.0484000000000001E-2,5.9672999999999997E-2,5.0642E-2,0.15756000000000001,0.16750999999999999,8.4903999999999993E-2,0.14269999999999999,8.0543000000000003E-2,0.15679999999999999,0.11273,0.11611,0.10718999999999999,0.11992999999999999,0.11645999999999999,0.11744,0.11758,8.7800000000000003E-2,0.15165999999999999,3.3182999999999997E-2,2.5087999999999999E-2,0.14277999999999999,0.12936,0.11567,7.4893000000000001E-2,0.15171000000000001,6.4099000000000003E-2,0.15190999999999999,0.16136,0.15090000000000001,7.374E-2,0.18189,0.15558,0.11526,0.11355999999999999,0.11382,0.12367,7.6980999999999994E-2,7.0041000000000006E-2,9.4837000000000005E-2,6.9606000000000001E-2,7.2318999999999994E-2,0.11083999999999999,4.4679000000000003E-2,6.7452999999999999E-2,3.7802000000000002E-2,8.4945999999999994E-2,0.10125000000000001,0.10419,0.10196,0.10392,9.7731999999999999E-2,0.10836999999999999,0.12705,0.15271999999999999,7.1862999999999996E-2,8.3914000000000002E-2,8.6054000000000005E-2,0.13644999999999999,7.9934000000000005E-2,5.6776E-2,1.2873000000000001E-2,0.12858,0.11352,5.2587000000000002E-2,0.16400000000000001,4.5615000000000003E-2,0.12252,0.18814,8.9469999999999994E-2,0.1265,7.2998999999999994E-2,7.1140999999999996E-2,7.2843000000000005E-2,7.0224999999999996E-2,7.6452999999999993E-2,7.9288999999999998E-2,0.14471000000000001,3.5041999999999997E-2,0.10928,8.1040000000000001E-2,6.3385999999999998E-2,6.6209000000000004E-2,8.5302000000000003E-2,8.6695999999999995E-2,0.14580000000000001,9.6048999999999995E-2,0.11311,3.9171999999999998E-2,0.11305,9.0578000000000006E-2,8.2667000000000004E-2,2.4646000000000001E-2,8.2277000000000003E-2,8.0642000000000005E-2,0.11635,0.11428000000000001,0.11552999999999999,0.1021,0.1694,0.2394,3.5631000000000003E-2,2.6485000000000002E-2,2.8500999999999999E-2,3.1219E-2,2.9839000000000001E-2,0.11985,8.1392999999999993E-2,7.9436000000000007E-2,0.20235,0.16849,0.85163999999999995,0.77232999999999996,0.68474999999999997,4.9209854566060404E-3,0.54056000000000004,0.49069000000000002,0.45172000000000001,0.83992003023126705,0.75034999999999996,0.84660999999999997,0.87736000000000003,0.91725999999999996,0.97085999999999995,0.99972000000000005,0.96289999999999998,0.88646999999999998,1,0,0,0,0,1.1113697837572545E-4,8.9152745204046369E-5,1.1806082329712808E-4,5.4870830354047939E-5,6.5391213865950704E-5,3.2457239285577089E-5,3.3378037187503651E-5,0,0,0,1.1019820522051305E-4,6.9594854721799493E-5,1.1545198503881693E-4,3.347612073412165E-5,3.9198494050651789E-5,0,3.1208608561428264E-5,9.579563993611373E-6,1.4840588846709579E-4,8.8319728092756122E-5,1.1289248504908755E-4,3.1395589758176357E-5,3.8588168536080047E-5,6.4838575781323016E-5,8.1806807429529727E-5,7.6561686000786722E-5,null,null,null,null,null,3.6734000000000003E-2,2.4818E-2,6.3200000000000006E-2,3.3758000000000003E-2,0,0,0,0,0.98377456379222361,4.5999999999999999E-2,4.6100000000000002E-2,2.7303999999999998E-2,0]
[736,1.7082E-2,1.5266E-2,1.4255E-2,1.4928E-2,1.634E-2,1.3002E-2,4.5945E-2,9.6949999999999995E-2,8.6327000000000001E-2,2.9313999999999998E-3,2.9654E-3,3.5019999999999999E-3,5.3008E-2,2.3029999999999998E-2,1.2043999999999999E-2,6.0390000000000001E-3,1.6291E-2,8.0149999999999999E-2,4.7560999999999999E-2,6.6303000000000001E-2,3.7171000000000003E-2,1.1934999999999999E-2,8.9984000000000001E-3,1.2966E-2,7.1196000000000002E-3,1.8651999999999998E-2,1.2191E-2,0.10216,6.7666000000000004E-2,0,5.6001999999999996E-3,3.4199999999999999E-3,1.3994000000000001E-3,1.8201999999999999E-3,2.9520000000000002E-3,9.6259999999999998E-4,2.7718E-3,2.1080000000000001E-3,1.9266000000000001E-3,1.6524E-3,1.2504E-3,9.5480000000000001E-4,2.4575999999999999E-3,2.0135999999999999E-3,1.7082E-3,6.5322000000000002E-3,5.4333999999999997E-3,0,0,3.8584000000000001E-3,0,3.6494000000000001E-3,3.6494000000000001E-3,3.6462E-3,3.6494000000000001E-3,2.707E-2,2.3484000000000001E-2,0.13961999999999999,0.13871,0.37051000000000001,0.33696999999999999,6.4935000000000007E-2,0.14149999999999999,8.5365999999999997E-2,0.14921000000000001,0.15714,1.1213000000000001E-2,0.10783,0.14144999999999999,0.10535,0.11833,1.0066E-2,4.8079999999999998E-3,1.5751999999999999E-2,7.2452000000000003E-3,0.90776999999999997,0.92083000000000004,0.86199999999999999,0.98556999999999995,0.95996999999999999,0.91293999999999997,0.85260999999999998,0.91944000000000004,0.61402000000000001,0.88392999999999999,0.90217999999999998,0.89746999999999999,0.68301000000000001,0.95152999999999999,1.5278E-2,1.0101000000000001E-2,2.2782E-2,1.6534E-2,1.5747000000000001E-2,0.01,1.0204E-2,1.0309E-2,0.01,2.0119000000000001E-2,2.0202000000000001E-2,1.0309E-2,1.8557000000000001E-2,4.3839000000000003E-2,2.7997999999999999E-2,0,0,0,1.0309E-2,4.3999999999999999E-5,5.38E-5,9.8188000000000008E-3,0,0,0,0,7.64E-5,0,0,0,0,2.4794000000000001E-3,4.1787999999999999E-3,5.4207999999999999E-3,0,0,0,1.8902000000000001E-3,3.9519999999999998E-3,0,0,0,0,0,0,9.2420000000000002E-4,0,0,1.0204E-2,1.0309E-2,0,8.3336E-3,0,0,3.4849999999999999E-2,1.6605999999999999E-2,9.2520000000000005E-4,9.5620000000000004E-4,8.4860000000000003E-4,8.8540000000000005E-4,9.2880000000000002E-4,7.1900000000000002E-4,8.2419999999999998E-4,8.3560000000000004E-4,7.0160000000000003E-4,1.8426000000000001E-2,9.6279999999999998E-4,8.8739999999999999E-4,8.6439999999999998E-4,1.0482E-3,7.9160000000000005E-4,9.68E-4,1.1316E-3,8.8679999999999998E-4,8.5139999999999999E-4,0,0,8.0403999999999996E-3,8.8876000000000007E-3,8.0374000000000001E-2,0.14599999999999999,2.4428999999999999E-2,0.10938000000000001,6.9593000000000002E-2,6.6123000000000001E-2,0.17080000000000001,0.16783999999999999,6.6460000000000005E-2,2.9756000000000001E-2,0.11038000000000001,2.7158999999999999E-2,2.9756000000000001E-2,9.9737999999999993E-2,4.8085999999999997E-2,4.8509999999999998E-2,0.15858,8.5396E-2,0.10589999999999999,4.5839999999999999E-2,5.4449999999999998E-2,4.5879000000000003E-2,0.14094999999999999,0.14937,7.6300000000000007E-2,0.12703,7.3693999999999996E-2,0.14197000000000001,0.1009,0.10385999999999999,9.6675999999999998E-2,0.10723000000000001,0.10392999999999999,0.10463,0.10485,7.7769000000000005E-2,0.13511000000000001,2.9571E-2,2.2512999999999998E-2,0.12784999999999999,0.11665,0.10664999999999999,6.6394999999999996E-2,0.13517999999999999,5.7797000000000001E-2,0.13524,0.13511999999999999,0.13438,6.8014000000000005E-2,0.16594999999999999,0.1404,0.1032,0.10266,0.10274999999999999,0.11063000000000001,7.0366999999999999E-2,6.2838000000000005E-2,8.4991999999999998E-2,6.3676999999999997E-2,6.6680000000000003E-2,9.8902000000000004E-2,3.9189000000000002E-2,5.8673000000000003E-2,3.4501999999999998E-2,7.7803999999999998E-2,9.1146000000000005E-2,9.3855999999999995E-2,9.1845999999999997E-2,9.3591999999999995E-2,8.7499999999999994E-2,9.7889000000000004E-2,0.11368,0.13597999999999999,6.4562999999999995E-2,7.3780999999999999E-2,7.5068999999999997E-2,0.12125,7.1965000000000001E-2,5.0189999999999999E-2,1.1034E-2,0.11563,0.10155,4.7482999999999997E-2,0.14615,4.0691999999999999E-2,0.10956,0.16708999999999999,7.9763000000000001E-2,0.11422,6.5737000000000004E-2,6.4126000000000002E-2,6.5686999999999995E-2,6.3291E-2,6.9599999999999995E-2,7.0762000000000005E-2,0.12902,3.1669999999999997E-2,9.7910999999999998E-2,7.2323999999999999E-2,5.7593999999999999E-2,6.0229999999999999E-2,7.7693999999999999E-2,7.9108999999999999E-2,0.1321,8.5501999999999995E-2,0.10135,3.4896000000000003E-2,0.10073,7.9690999999999998E-2,7.4356000000000005E-2,2.2112E-2,7.6191999999999996E-2,7.1298E-2,0.10313,0.10231,0.10238,7.9065999999999997E-2,0.15232999999999999,0.21445,3.2027E-2,2.3751000000000001E-2,2.5551999999999998E-2,2.8035000000000001E-2,2.6706000000000001E-2,0.11015,7.1752999999999997E-2,7.0164000000000004E-2,0.18189,0.14940000000000001,0.87521000000000004,0.79418,0.70450999999999997,5.0649907613773554E-3,0.55664000000000002,0.50546000000000002,0.46545999999999998,0.8491564008240724,0.77022999999999997,0.85982999999999998,0.88826000000000005,0.92501,0.97416999999999998,0.99938000000000005,0.95982999999999996,0.88166,1,0,0,0,0,1.1228199582546949E-4,9.4353323220275342E-5,9.3965558335185051E-5,3.8510301237693056E-5,4.8024372517829761E-5,3.4704673907981487E-6,3.0487663025269285E-5,0,0,0,1.0276131797581911E-4,5.1941638957941905E-5,8.4021259681321681E-5,2.1417501557152718E-5,5.4426614951808006E-5,0,3.8877908082213253E-5,0,1.2276682537049055E-4,9.8770913609769195E-5,9.266514825867489E-5,2.4767050490481779E-5,2.2078872916608816E-6,5.2580631745513529E-5,5.7664434280013666E-5,8.1411933933850378E-5,null,null,null,null,null,3.2113999999999997E-2,2.1728999999999998E-2,5.6599999999999998E-2,3.0391000000000001E-2,0,0,0,0,0.87767210620856262,3.9600000000000003E-2,3.7600000000000001E-2,2.7303999999999998E-2,0]
[741,1.6487000000000002E-2,1.4350999999999999E-2,1.325E-2,1.3540999999999999E-2,1.5751000000000001E-2,1.2082000000000001E-2,4.2365E-2,8.9207999999999996E-2,7.9644000000000006E-2,3.2569999999999999E-3,3.2950000000000002E-3,4.0860000000000002E-3,4.7545999999999998E-2,1.9029000000000001E-2,1.1074000000000001E-2,5.5104000000000004E-3,1.6504999999999999E-2,8.1411999999999998E-2,4.6684000000000003E-2,7.1190000000000003E-2,3.4934E-2,1.2326E-2,8.1296000000000007E-3,1.3953999999999999E-2,8.1998000000000001E-3,1.7913999999999999E-2,1.1202E-2,9.0348999999999999E-2,6.0579000000000001E-2,0,5.6715999999999997E-3,9.3083999999999997E-3,6.3470000000000002E-3,2.5831999999999999E-3,1.0696E-3,1.1382E-3,2.9848000000000001E-3,5.2700000000000002E-4,1.609E-3,2.5609999999999999E-3,0,1.6018E-3,2.7445999999999998E-3,0,1.4526000000000001E-3,7.051E-3,5.1386000000000001E-3,0,1.1592E-3,0,0,4.0752000000000002E-3,4.0752000000000002E-3,4.0711999999999996E-3,4.0752000000000002E-3,2.8008999999999999E-2,2.4181999999999999E-2,0.13985,0.13142999999999999,0.36338999999999999,0.32801999999999998,6.4935000000000007E-2,0.15314,8.5365999999999997E-2,0.14685000000000001,0.15714,1.2128999999999999E-2,0.10911999999999999,0.14502000000000001,0.10621,0.12181,9.3764E-3,3.8614000000000001E-3,1.3986999999999999E-2,5.3902000000000004E-3,0.92403000000000002,0.92895000000000005,0.87,0.99031999999999998,0.94752999999999998,0.92323,0.86585999999999996,0.92996000000000001,0.51476999999999995,0.89585000000000004,0.91417000000000004,0.90822999999999998,0.56979000000000002,0.97084000000000004,1.294E-2,1.0101000000000001E-2,2.1000000000000001E-2,1.4119E-2,1.3448E-2,0.01,1.0204E-2,1.0309E-2,0.01,1.8759999999999999E-2,1.8182E-2,1.0309E-2,1.0309E-2,3.9269999999999999E-2,2.2852000000000001E-2,0,0,0,1.0309E-2,1.886E-4,2.052E-4,9.5183999999999998E-3,0,0,0,0,2.9559999999999998E-4,0,0,0,0,1.034E-3,4.0692000000000002E-3,5.1527999999999999E-3,0,0,0,1.6356000000000001E-3,1.5250000000000001E-3,0,0,0,0,0,0,1.3493999999999999E-3,0,0,1.0204E-2,1.0309E-2,0,0,0,0,2.8756E-2,1.4312E-2,7.5420000000000001E-4,8.384E-4,7.4899999999999999E-4,8.9059999999999996E-4,8.4079999999999995E-4,3.838E-4,7.1339999999999999E-4,5.5040000000000004E-4,7.1739999999999998E-4,1.5779000000000001E-2,8.6720000000000005E-4,7.8140000000000002E-4,7.7300000000000003E-4,9.4499999999999998E-4,7.5080000000000004E-4,8.3600000000000005E-4,1.0064E-3,7.8280000000000005E-4,8.0040000000000005E-4,0,0,7.1944000000000001E-3,7.8886000000000008E-3,6.5701999999999997E-2,0.128,2.0390999999999999E-2,9.4280000000000003E-2,5.9798999999999998E-2,5.6565999999999998E-2,0.14582000000000001,0.14641000000000001,6.1471999999999999E-2,2.6185E-2,9.5893999999999993E-2,2.3798E-2,2.6185E-2,8.6402000000000007E-2,4.2368999999999997E-2,4.1546E-2,0.13725000000000001,7.5510999999999995E-2,9.0473999999999999E-2,4.0202000000000002E-2,4.8061E-2,4.0221E-2,0.12236,0.12975999999999999,6.6822999999999994E-2,0.10979999999999999,6.5130999999999994E-2,0.12471,8.7902999999999995E-2,9.0631000000000003E-2,8.7351999999999999E-2,9.3122999999999997E-2,8.9680999999999997E-2,9.0190999999999993E-2,9.1514999999999999E-2,6.6960000000000006E-2,0.11704000000000001,2.5507999999999999E-2,1.9727000000000001E-2,0.11169999999999999,0.10197000000000001,9.6468999999999999E-2,5.6960999999999998E-2,0.11708,5.0687000000000003E-2,0.11686000000000001,0.11679,0.11643000000000001,6.2189000000000001E-2,0.14721999999999999,0.12217,9.0784000000000004E-2,8.9734999999999995E-2,8.9555999999999997E-2,9.6618999999999997E-2,6.1939000000000001E-2,5.4223E-2,7.3297000000000001E-2,5.7057999999999998E-2,5.9838000000000002E-2,8.5930000000000006E-2,3.4203999999999998E-2,4.8878999999999999E-2,3.0339999999999999E-2,6.9289000000000003E-2,7.9957E-2,8.2458000000000004E-2,8.0531000000000005E-2,8.2364999999999994E-2,7.5555999999999998E-2,8.5832000000000006E-2,9.9041000000000004E-2,0.11581,5.6730000000000003E-2,6.1938E-2,6.2161000000000001E-2,0.10428999999999999,6.2831999999999999E-2,4.3017E-2,8.9651999999999996E-3,0.10009999999999999,8.8378999999999999E-2,4.1515999999999997E-2,0.12615999999999999,3.5153999999999998E-2,9.5519000000000007E-2,0.14541999999999999,6.9487999999999994E-2,0.10015,5.7062000000000002E-2,5.5773000000000003E-2,5.7149999999999999E-2,5.5019999999999999E-2,6.1316000000000002E-2,6.1928999999999998E-2,0.11187999999999999,2.7980999999999999E-2,8.5283999999999999E-2,6.3302999999999998E-2,5.1378E-2,5.3524000000000002E-2,6.9266999999999995E-2,7.0657999999999999E-2,0.11618000000000001,7.3595999999999995E-2,8.8164999999999993E-2,2.9839999999999998E-2,8.7847999999999996E-2,6.6345000000000001E-2,6.5425999999999998E-2,1.9688000000000001E-2,6.9692000000000004E-2,6.3752000000000003E-2,9.3479999999999994E-2,9.1403999999999999E-2,8.7038000000000004E-2,6.3846E-2,0.13286999999999999,0.18609999999999999,2.8531999999999998E-2,2.0705999999999999E-2,2.2383E-2,2.4802000000000001E-2,2.3553000000000001E-2,9.9424999999999999E-2,6.2357000000000003E-2,6.0721999999999998E-2,0.16034000000000001,0.12948000000000001,0.88483999999999996,0.80345,0.71314,5.1747152773927675E-3,0.56398000000000004,0.51231000000000004,0.47193000000000002,0.85097011630083874,0.79535,0.87626999999999999,0.90171999999999997,0.93447999999999998,0.97804999999999997,0.99877000000000005,0.95586000000000004,0.87558000000000002,1,0,0,0,0,8.3604987594299018E-5,7.3529117798898369E-5,2.5537005058140494E-5,3.6687753890873864E-5,2.322158616152592E-5,1.9922194042010233E-5,1.4871377061353996E-5,1.7133145320258336E-6,0,0,9.1419497039169073E-5,4.924545282847248E-5,4.5011507609160617E-5,4.6142640712787397E-6,1.3155801752873231E-5,1.666526441113092E-5,2.7635802325676195E-5,0,8.3828119386453182E-5,7.6216063462197781E-5,8.5961175500415266E-5,2.5191588065354154E-5,9.0128814917989075E-6,8.3075246948283166E-5,7.0507216150872409E-5,5.9433616115711629E-5,null,null,null,null,null,2.7885E-2,1.8533999999999998E-2,4.99E-2,2.6667E-2,0,0,0,0,0.52661151981524246,3.3399999999999999E-2,3.3599999999999998E-2,2.7303999999999998E-2,0]
[749,1.5754000000000001E-2,1.3436E-2,1.2245000000000001E-2,1.2219000000000001E-2,1.5162E-2,1.1592E-2,3.7289999999999997E-2,7.8885999999999998E-2,7.0324999999999999E-2,2.9313999999999998E-3,2.8557999999999999E-3,3.2683999999999999E-3,3.7414999999999997E-2,2.4878000000000001E-2,1.0493000000000001E-2,5.6512000000000003E-3,1.5640999999999999E-2,7.2209999999999996E-2,4.5744E-2,6.2128999999999997E-2,2.6939000000000001E-2,1.2333999999999999E-2,1.1946999999999999E-2,1.1644E-2,1.0928999999999999E-2,1.6888E-2,1.1879000000000001E-2,7.9898999999999998E-2,5.8394000000000001E-2,0,9.0147999999999999E-3,1.0984000000000001E-2,4.8485999999999998E-3,1.7424000000000001E-3,1.0696E-3,2.1166000000000002E-3,2.1776E-3,3.7414000000000002E-3,1.4578E-3,1.2570000000000001E-3,0,1.1314000000000001E-3,2.9678E-3,0,3.0182E-3,7.4446E-3,6.5106000000000001E-3,4.6248000000000001E-3,6.0087999999999999E-3,0,0,4.4064000000000004E-3,4.4064000000000004E-3,4.4032000000000003E-3,4.4064000000000004E-3,3.1294000000000002E-2,2.8757000000000001E-2,0.14407,0.14143,0.35924,0.32801999999999998,7.5325000000000003E-2,0.13561000000000001,8.5365999999999997E-2,0.16853000000000001,0.19142999999999999,1.0517E-2,0.11312999999999999,0.15593000000000001,0.11269999999999999,0.13497000000000001,9.5516000000000004E-3,4.9166000000000001E-3,1.4251E-2,6.7174000000000001E-3,0.94947000000000004,0.94940000000000002,0.88600000000000001,0.99651000000000001,0.92786999999999997,0.93872999999999995,0.88553999999999999,0.94867999999999997,0.53374999999999995,0.91569,0.93340000000000001,0.93354000000000004,0.59157999999999999,0.99368999999999996,1.2603E-2,2.0202000000000002E-3,1.8459E-2,8.2045999999999994E-3,7.8148000000000002E-3,0.01,2.0408000000000002E-3,1.0309E-2,0.01,1.6844999999999999E-2,1.0101000000000001E-2,1.0309E-2,1.0309E-2,3.2593999999999998E-2,1.4744999999999999E-2,0,0,0,1.0309E-2,3.1100000000000002E-4,3.9399999999999998E-4,1.1571E-2,0,0,0,0,6.4360000000000003E-4,0,0,0,0,1.7332000000000001E-3,3.3868000000000001E-3,4.5960000000000003E-3,0,0,0,3.3796E-3,4.3778000000000003E-3,0,0,0,0,0,0,1.5981999999999999E-3,0,0,1.0204E-2,1.0309E-2,0,0,0,0,2.4372999999999999E-2,1.1232000000000001E-2,7.4620000000000003E-4,6.5839999999999996E-4,6.7940000000000003E-4,5.2820000000000005E-4,5.9599999999999996E-4,6.334E-4,5.4379999999999999E-4,4.7600000000000002E-4,5.5500000000000005E-4,1.2895999999999999E-2,7.8080000000000001E-4,7.6539999999999996E-4,7.0819999999999998E-4,8.698E-4,6.7400000000000001E-4,8.0400000000000003E-4,9.3119999999999997E-4,6.7400000000000001E-4,6.6520000000000001E-4,0,0,5.4647999999999997E-3,6.1446000000000001E-3,5.2089000000000003E-2,0.104,1.3851E-2,7.4551999999999993E-2,4.4198000000000001E-2,4.4276000000000003E-2,0.11343,0.11525000000000001,5.2209999999999999E-2,2.1371000000000001E-2,7.7030000000000001E-2,1.9435000000000001E-2,2.1371000000000001E-2,6.8733000000000002E-2,3.5427E-2,3.2777000000000001E-2,0.11003,5.8862999999999999E-2,7.3289999999999994E-2,3.2240999999999999E-2,3.8729E-2,3.3057000000000003E-2,9.7374000000000002E-2,0.10290000000000001,5.3998999999999998E-2,8.6883000000000002E-2,5.1430999999999998E-2,0.10531,6.9731000000000001E-2,7.2505E-2,7.2436E-2,7.4475E-2,7.1990999999999999E-2,7.2751999999999997E-2,7.3332999999999995E-2,5.2900000000000003E-2,9.3239000000000002E-2,2.0993000000000001E-2,1.5987999999999999E-2,8.9842000000000005E-2,8.6192000000000005E-2,7.825E-2,4.8384999999999997E-2,9.3174999999999994E-2,4.1206E-2,9.2893000000000003E-2,9.2561000000000004E-2,9.2459E-2,5.5421999999999999E-2,0.11887,9.7774E-2,7.2992000000000001E-2,7.3498999999999995E-2,7.2579000000000005E-2,7.7295000000000003E-2,4.9686000000000001E-2,4.4117999999999997E-2,5.8493000000000003E-2,5.1541999999999998E-2,5.0213000000000001E-2,6.8634000000000001E-2,2.7976000000000001E-2,4.0764000000000002E-2,2.4739000000000001E-2,5.8303000000000001E-2,6.5182000000000004E-2,6.7498000000000002E-2,6.5865999999999994E-2,6.7263000000000003E-2,6.1864000000000002E-2,7.3203000000000004E-2,7.9348000000000002E-2,9.2766000000000001E-2,4.5780000000000001E-2,4.8258000000000002E-2,4.6781000000000003E-2,8.2456000000000002E-2,5.1291000000000003E-2,3.832E-2,7.1268E-3,8.0734E-2,7.0424E-2,3.4605999999999998E-2,0.10052999999999999,3.0537999999999999E-2,7.6701000000000005E-2,0.11566,5.5585000000000002E-2,8.5915000000000005E-2,4.5754000000000003E-2,4.5065000000000001E-2,4.6108000000000003E-2,4.4324000000000002E-2,4.9872E-2,5.0559E-2,8.9895000000000003E-2,2.2956000000000001E-2,6.8966E-2,5.1069999999999997E-2,4.2712E-2,4.4476000000000002E-2,5.7716000000000003E-2,5.9108000000000001E-2,9.8322999999999994E-2,6.2728999999999993E-2,7.0373000000000005E-2,2.256E-2,7.0407999999999998E-2,4.6932000000000001E-2,5.2925E-2,1.6003E-2,5.4130999999999999E-2,4.8037000000000003E-2,6.6905000000000006E-2,6.4600000000000005E-2,6.9058999999999995E-2,6.3836000000000004E-2,0.10376000000000001,0.14951,2.2460000000000001E-2,1.6483000000000001E-2,1.7874999999999999E-2,1.9415000000000002E-2,1.8610000000000002E-2,8.4365999999999997E-2,4.9072999999999999E-2,4.7902E-2,0.12797,0.10205,0.77339000000000002,0.70272999999999997,0.62411000000000005,4.4965953858218596E-3,0.49407000000000001,0.44899,0.41374,0.79171184149564666,0.83613999999999999,0.90232000000000001,0.92286999999999997,0.94913000000000003,0.98373999999999995,0.99734,0.94921999999999995,0.86573,1,0,0,0,0,3.9574744732817635E-5,6.7175846197642386E-5,3.110378747805953E-5,2.1517928416869836E-6,4.7724302021379117E-6,5.1023102969338652E-6,1.2484530998335686E-5,0,0,0,5.6058419431792572E-5,3.3009623621182982E-6,3.6910623748553917E-5,1.2252793567313347E-5,9.0291023298050277E-6,0,2.3407610569847748E-6,2.4259131805592915E-6,6.2653554778080434E-5,4.6689528971910477E-5,2.9881999580538832E-5,0,0,5.2188246627338231E-5,6.34008101769723E-5,5.5861277360236272E-5,null,null,null,null,null,2.1509E-2,1.4087000000000001E-2,3.9800000000000002E-2,2.002E-2,0,0,0,0,0.14838246733413799,2.5600000000000001E-2,2.53E-2,2.8833000000000001E-2,0]
[753,1.5113E-2,1.2749999999999999E-2,1.1490999999999999E-2,1.1426E-2,1.4768999999999999E-2,1.1101E-2,3.5614E-2,7.5248999999999996E-2,6.7075999999999997E-2,2.5241999999999999E-3,3.0753999999999998E-3,2.7141999999999999E-3,3.3614999999999999E-2,2.5000000000000001E-2,1.0562E-2,7.0150000000000004E-3,1.5869000000000001E-2,7.4328000000000005E-2,3.5861999999999998E-2,5.5614999999999998E-2,2.3896000000000001E-2,1.0795000000000001E-2,9.5441999999999992E-3,7.6968000000000002E-3,5.855E-3,1.6417999999999999E-2,1.141E-2,6.9266999999999995E-2,4.7997999999999999E-2,2.1197999999999998E-3,7.2357999999999997E-3,2.9850999999999999E-2,2.0495999999999999E-3,1.1006E-3,1.9572000000000001E-3,1.1156E-3,2.0571999999999999E-3,3.5254000000000001E-3,1.5786000000000001E-3,7.3499999999999998E-4,0,4.4079999999999998E-4,2.3456000000000002E-3,0,2.1903999999999999E-3,7.2350000000000001E-3,6.1998000000000001E-3,2.3124E-3,2.4248E-3,0,0,3.4827999999999999E-3,3.4827999999999999E-3,3.4803999999999998E-3,3.4827999999999999E-3,3.0766999999999999E-2,2.8029999999999999E-2,0.14335000000000001,0.14091999999999999,0.35338999999999998,0.32095000000000001,8.5713999999999999E-2,0.14283000000000001,9.2683000000000001E-2,0.18936,0.26856999999999998,1.3065E-2,0.12834999999999999,0.20705000000000001,0.13811999999999999,0.21551999999999999,1.0057999999999999E-2,4.4752000000000004E-3,1.46E-2,8.4506000000000008E-3,0.95972000000000002,0.95298000000000005,0.89600000000000002,0.99885000000000002,0.91740999999999995,0.95011000000000001,0.8921,0.95772999999999997,0.59111999999999998,0.92598999999999998,0.94323999999999997,0.94050999999999996,0.65297000000000005,0.99802999999999997,1.2517E-2,0,1.7187999999999998E-2,7.9833999999999999E-3,7.6042000000000002E-3,0.01,0,4.1235999999999998E-3,0.01,1.5994999999999999E-2,1.0101000000000001E-2,1.0309E-2,1.0309E-2,3.0046E-2,1.2323000000000001E-2,0,0,0,4.1235999999999998E-3,2.4439999999999998E-4,3.4539999999999999E-4,1.1283E-2,0,0,0,0,6.9999999999999999E-4,0,0,0,0,7.3240000000000002E-4,3.1416E-3,4.4835999999999999E-3,0,0,0,2.8089999999999999E-3,5.6969999999999998E-3,0,0,0,0,0,0,1.9055999999999999E-3,0,0,1.0204E-2,1.0309E-2,0,0,0,0,2.0437E-2,1.0184E-2,7.0500000000000001E-4,5.9940000000000004E-4,5.1519999999999995E-4,6.2259999999999995E-4,5.9299999999999999E-4,5.9100000000000005E-4,5.2700000000000002E-4,4.9019999999999999E-4,6.3420000000000002E-4,1.1591000000000001E-2,7.6159999999999997E-4,6.9459999999999997E-4,6.5700000000000003E-4,8.3900000000000001E-4,6.4559999999999997E-4,7.2939999999999995E-4,8.6700000000000004E-4,6.7219999999999997E-4,6.5700000000000003E-4,0,0,4.6144000000000003E-3,5.2166000000000001E-3,4.6178999999999998E-2,9.4E-2,1.2971E-2,6.5941E-2,3.7400999999999997E-2,3.9440999999999997E-2,0.10141,0.10145,4.6880999999999999E-2,1.9296000000000001E-2,6.8987999999999994E-2,1.7484E-2,1.9296000000000001E-2,6.1279E-2,3.2575E-2,2.9144E-2,9.8701999999999998E-2,5.3288000000000002E-2,6.6530000000000006E-2,2.9176000000000001E-2,3.5167999999999998E-2,2.9395000000000001E-2,8.6728E-2,9.1651999999999997E-2,4.8620999999999998E-2,7.7429999999999999E-2,4.7065999999999997E-2,9.6081E-2,6.2546000000000004E-2,6.4910999999999996E-2,6.4976999999999993E-2,6.6667000000000004E-2,6.4128000000000004E-2,6.5123E-2,6.4848000000000003E-2,4.6990999999999998E-2,8.3015000000000005E-2,1.8962E-2,1.4404E-2,8.0669000000000005E-2,7.8827999999999995E-2,7.0882000000000001E-2,4.4096999999999997E-2,8.3157999999999996E-2,3.7220000000000003E-2,8.3029000000000006E-2,8.2566000000000001E-2,8.2542000000000004E-2,5.0340999999999997E-2,0.10784000000000001,8.8178999999999993E-2,6.5248E-2,6.6110000000000002E-2,6.5834000000000004E-2,6.9082000000000005E-2,4.4908999999999998E-2,3.9659E-2,5.2311999999999997E-2,4.8082E-2,4.5095999999999997E-2,6.1221999999999999E-2,2.4861000000000001E-2,3.7294000000000001E-2,2.249E-2,5.3787000000000001E-2,5.8664000000000001E-2,6.1087000000000002E-2,5.9417999999999999E-2,6.0804999999999998E-2,5.5751000000000002E-2,6.7387000000000002E-2,7.1099999999999997E-2,8.3506999999999998E-2,4.1293000000000003E-2,4.1133999999999997E-2,4.0647000000000003E-2,7.3488999999999999E-2,4.6591E-2,3.5104000000000003E-2,6.2069999999999998E-3,7.2653999999999996E-2,6.2942999999999999E-2,3.1946000000000002E-2,8.9855000000000004E-2,2.7E-2,6.8772E-2,0.10285999999999999,4.9590000000000002E-2,7.8865000000000005E-2,4.1142999999999999E-2,4.0714E-2,4.1488999999999998E-2,3.9946000000000002E-2,4.5567999999999997E-2,4.5584E-2,8.0517000000000005E-2,2.0841999999999999E-2,6.1778E-2,4.6024000000000002E-2,3.8991999999999999E-2,4.0638000000000001E-2,5.2736999999999999E-2,5.3947000000000002E-2,9.0462000000000001E-2,5.7095E-2,6.3065999999999997E-2,1.9709000000000001E-2,6.2916E-2,4.0224000000000003E-2,4.6830999999999998E-2,1.4354E-2,5.0028999999999997E-2,4.5228999999999998E-2,6.3857999999999998E-2,6.0402999999999998E-2,6.4857999999999999E-2,4.7447999999999997E-2,9.0800000000000006E-2,0.13309000000000001,1.9944E-2,1.4602E-2,1.6039999999999999E-2,1.7156000000000001E-2,1.6527E-2,7.8779000000000002E-2,4.3540000000000002E-2,4.2556999999999998E-2,0.115,9.0568999999999997E-2,0.69964999999999999,0.63515999999999995,0.56369999999999998,4.0611251034309119E-3,0.44577,0.40493000000000001,0.37302999999999997,0.75323895154850939,0.85679000000000005,0.91522000000000003,0.93325000000000002,0.95621,0.98633999999999999,0.99643000000000004,0.94577999999999995,0.86075000000000002,1,0,0,0,0,3.1110415875446051E-5,4.998948861612007E-5,1.9407736544962972E-5,0,1.8508870198274963E-5,1.9285727830720134E-5,0,0,0,0,3.8619786209892482E-5,1.172917563962983E-5,2.1341351384762675E-5,1.5111774700926617E-5,0,0,0,0,7.2013252065517008E-5,3.0749673896934837E-5,4.4248619815334678E-5,0,2.467788817739347E-6,5.005373532185331E-5,3.6784931580768898E-5,4.1237133700633422E-5,null,null,null,null,null,1.9612000000000001E-2,1.2723999999999999E-2,3.5499999999999997E-2,1.7683999999999998E-2,0,0,0,0,7.7178818693919335E-2,2.3599999999999999E-2,2.1899999999999999E-2,2.9010000000000001E-2,0]
[758,1.5205E-2,1.2807000000000001E-2,1.1554E-2,1.1294999999999999E-2,1.4917E-2,1.1469E-2,3.3666000000000001E-2,7.1142999999999998E-2,6.3396999999999995E-2,2.6327999999999998E-3,3.9538000000000004E-3,2.8308000000000001E-3,2.9842E-2,2.6828000000000001E-2,5.1545000000000001E-2,3.6341999999999999E-2,6.2919000000000003E-2,6.3794000000000003E-2,3.0006000000000001E-2,2.1468000000000001E-2,2.4881E-2,8.5705999999999994E-3,7.0898000000000003E-3,1.892E-3,6.2520000000000002E-4,1.4415000000000001E-2,1.0082000000000001E-2,5.7266999999999998E-2,3.7946000000000001E-2,1.4132000000000001E-3,2.4835999999999999E-3,5.9725E-2,0,2.9799999999999998E-4,1.3048000000000001E-3,1.528E-4,1.7596000000000001E-3,1.2788000000000001E-3,1.4804E-3,1.9880000000000001E-4,0,0,2.6538E-3,0,2.1454E-3,6.5887999999999997E-3,5.4815999999999997E-3,0,0,0,0,3.9405999999999998E-3,3.9405999999999998E-3,3.9373999999999998E-3,3.9405999999999998E-3,3.2606000000000003E-2,2.9031000000000001E-2,0.14061999999999999,0.13933000000000001,0.34694999999999998,0.31495000000000001,8.3116999999999996E-2,0.15558,9.7560999999999995E-2,0.19167999999999999,0.25429000000000002,1.5622E-2,0.12519,0.19714999999999999,0.13086999999999999,0.19491,8.1492000000000005E-3,3.4864000000000002E-3,1.3899E-2,7.6254000000000001E-3,0.96996000000000004,0.95926999999999996,0.90600000000000003,0.99995999999999996,0.90349999999999997,0.96326999999999996,0.90344000000000002,0.97050000000000003,0.69442000000000004,0.93988000000000005,0.95521999999999996,0.95157999999999998,0.76634000000000002,0.99704000000000004,1.2422000000000001E-2,0,1.5599E-2,8.8286000000000007E-3,8.4089999999999998E-3,4.0000000000000001E-3,0,6.1853999999999998E-3,0.01,1.5011E-2,1.0101000000000001E-2,1.0309E-2,1.0309E-2,2.7342999999999999E-2,1.0401000000000001E-2,0,0,0,0,9.2999999999999997E-5,1.4640000000000001E-4,1.0519000000000001E-2,0,0,0,0,2.9480000000000001E-4,0,0,0,0,3.4020000000000001E-3,3.398E-3,3.6870000000000002E-3,0,0,0,2.392E-3,3.6963999999999999E-3,0,0,0,0,0,0,2.5003999999999998E-3,0,0,1.0204E-2,1.0309E-2,0,0,0,0,1.5585999999999999E-2,9.0711999999999997E-3,7.1000000000000002E-4,6.3179999999999996E-4,4.618E-4,6.9979999999999999E-4,6.4079999999999996E-4,6.3679999999999997E-4,5.3220000000000003E-4,5.7700000000000004E-4,5.7819999999999996E-4,9.9129999999999999E-3,7.2740000000000001E-4,6.6419999999999999E-4,6.5039999999999998E-4,7.6360000000000002E-4,6.2660000000000005E-4,6.8360000000000003E-4,7.5500000000000003E-4,6.156E-4,6.378E-4,0,0,3.7912000000000002E-3,4.3274000000000003E-3,3.8598E-2,8.4000000000000005E-2,1.2841E-2,5.5411000000000002E-2,3.1095999999999999E-2,3.3937000000000002E-2,8.8595999999999994E-2,8.5760000000000003E-2,4.1952999999999997E-2,1.7007000000000001E-2,6.0031000000000001E-2,1.5383000000000001E-2,1.7007000000000001E-2,5.2967E-2,2.9225000000000001E-2,2.5099E-2,8.5981000000000002E-2,4.4666999999999998E-2,5.8844E-2,2.5727E-2,3.1178999999999998E-2,2.4782999999999999E-2,7.5230000000000005E-2,7.9129000000000005E-2,4.2507999999999997E-2,6.6830000000000001E-2,4.2913E-2,8.4744E-2,5.4411000000000001E-2,5.6460000000000003E-2,5.5653000000000001E-2,5.8042000000000003E-2,5.5037000000000003E-2,5.6404000000000003E-2,5.6059999999999999E-2,4.0518999999999999E-2,7.1745000000000003E-2,1.6704E-2,1.2668E-2,7.0338999999999999E-2,6.9841E-2,6.3566999999999999E-2,3.8737000000000001E-2,7.1945999999999996E-2,3.2696000000000003E-2,7.1934999999999999E-2,7.1598999999999996E-2,7.1498000000000006E-2,4.3520000000000003E-2,9.5050999999999997E-2,7.7270000000000005E-2,5.6992000000000001E-2,5.7179000000000001E-2,5.8130000000000001E-2,6.0868999999999999E-2,3.9196000000000002E-2,3.4320000000000003E-2,4.5093000000000001E-2,4.3463000000000002E-2,3.8572000000000002E-2,5.3122999999999997E-2,2.1274999999999999E-2,3.32E-2,2.0147000000000002E-2,4.8547E-2,5.1493999999999998E-2,5.3607000000000002E-2,5.2276000000000003E-2,5.3453000000000001E-2,4.8416000000000001E-2,6.0326999999999999E-2,6.1956999999999998E-2,7.1932999999999997E-2,3.6198000000000001E-2,3.2108999999999999E-2,3.3627999999999998E-2,6.3353000000000007E-2,4.1125000000000002E-2,3.0723E-2,5.0575999999999998E-3,6.3772999999999996E-2,5.4564000000000001E-2,2.8951999999999999E-2,7.7802999999999997E-2,2.3615000000000001E-2,5.9995E-2,8.9144000000000001E-2,4.3087E-2,7.0081000000000004E-2,3.5816000000000001E-2,3.5692000000000002E-2,3.6090999999999998E-2,3.4877999999999999E-2,4.0778000000000002E-2,3.9796999999999999E-2,6.9684999999999997E-2,1.8467999999999998E-2,5.391E-2,3.9907999999999999E-2,3.4660000000000003E-2,3.6114E-2,4.7025999999999998E-2,4.8085999999999997E-2,8.1077999999999997E-2,4.9967999999999999E-2,5.4805E-2,1.6605000000000002E-2,5.4598000000000001E-2,3.3931999999999997E-2,3.9059000000000003E-2,1.2485E-2,4.4230999999999999E-2,4.0447999999999998E-2,5.4663000000000003E-2,5.5883000000000002E-2,5.5423E-2,3.1039000000000001E-2,7.7817999999999998E-2,0.11452,1.7041000000000001E-2,1.2532E-2,1.3459E-2,1.4567999999999999E-2,1.4047E-2,7.2387999999999994E-2,3.7697000000000001E-2,3.6808E-2,0.10009999999999999,7.8139E-2,0.59996000000000005,0.54354000000000002,0.48155999999999999,3.3690658624021832E-3,0.37983,0.34471000000000002,0.31730000000000003,0.70145243760638221,0.88283,0.93123999999999996,0.94604999999999995,0.96484999999999999,0.98938000000000004,0.99512999999999996,0.94137000000000004,0.85448999999999997,1,0,0,0,0,5.1279854233143851E-5,2.8544409360620193E-5,1.4842652490187902E-5,0,7.4122226578765549E-6,0,1.2773368325724732E-5,0,0,0,2.3158259864430875E-5,2.91544092760887E-5,2.3889739168225788E-5,0,1.2702740832537529E-6,0,7.5463017310539726E-6,0,7.1546906838193536E-5,3.5078781365882605E-5,3.0084829631960019E-5,1.2571194929478224E-5,1.3937654330220539E-5,4.7446479584323242E-5,1.0681145795388147E-5,4.4108626752858981E-5,null,null,null,null,null,1.7427999999999999E-2,1.0507000000000001E-2,3.15E-2,1.6292999999999998E-2,0,0,0,0,3.6777782894410256E-2,1.83E-2,1.9199999999999998E-2,2.7904000000000002E-2,0]
[760,1.5571E-2,1.315E-2,1.1931000000000001E-2,1.1559E-2,1.5211000000000001E-2,1.196E-2,3.2849999999999997E-2,6.9500999999999993E-2,6.1925000000000001E-2,2.8500000000000001E-3,4.3930000000000002E-3,3.0639999999999999E-3,2.8628000000000001E-2,2.894E-2,7.8730999999999995E-2,5.5382000000000001E-2,9.4117000000000006E-2,5.6194000000000001E-2,3.0695E-2,0,2.6252999999999999E-2,7.8609999999999999E-3,6.8170000000000001E-3,0,0,1.3184E-2,9.2479999999999993E-3,5.3801000000000002E-2,3.6135E-2,0,0,7.1682999999999997E-2,0,0,0,0,1.542E-3,0,1.284E-3,0,0,0,3.1389999999999999E-3,0,2.5969999999999999E-3,6.2779999999999997E-3,5.2259999999999997E-3,0,0,0,0,4.6610000000000002E-3,4.6610000000000002E-3,4.6569999999999997E-3,4.6610000000000002E-3,3.4313999999999997E-2,3.0341E-2,0.13933000000000001,0.13897000000000001,0.34522999999999998,0.31409999999999999,7.7922000000000005E-2,0.15876999999999999,9.7560999999999995E-2,0.18317,0.21429000000000001,1.6018000000000001E-2,0.11687,0.1694,0.1158,0.14810000000000001,6.8659999999999997E-3,3.3800000000000002E-3,1.3145E-2,6.2870000000000001E-3,0.97350000000000003,0.96301999999999999,0.91,1,0.89776999999999996,0.96789999999999998,0.90881999999999996,0.97602,0.73755000000000004,0.94564000000000004,0.95992999999999995,0.95728000000000002,0.81462999999999997,0.99507000000000001,1.2385999999999999E-2,0,1.4963000000000001E-2,9.1269999999999997E-3,8.6929999999999993E-3,0,0,1.0309E-2,0.01,1.4631999999999999E-2,1.0101000000000001E-2,1.0309E-2,1.0309E-2,2.6327E-2,9.7809999999999998E-3,0,0,0,0,3.4999999999999997E-5,5.8E-5,1.0234999999999999E-2,0,0,0,0,5.0000000000000002E-5,0,0,0,0,5.6699999999999997E-3,3.6700000000000001E-3,3.0530000000000002E-3,0,0,0,2.5379999999999999E-3,2.1800000000000001E-3,0,0,0,0,0,0,2.7699999999999999E-3,0,0,1.0204E-2,1.0309E-2,0,0,0,0,1.3899999999999999E-2,8.6119999999999999E-3,7.2000000000000005E-4,6.7500000000000004E-4,4.8700000000000002E-4,6.87E-4,6.6600000000000003E-4,6.9399999999999996E-4,5.4900000000000001E-4,6.1300000000000005E-4,5.0299999999999997E-4,9.2289999999999994E-3,7.0299999999999996E-4,6.7699999999999998E-4,6.6200000000000005E-4,7.2400000000000003E-4,6.2299999999999996E-4,6.8800000000000003E-4,7.1100000000000004E-4,5.6800000000000004E-4,6.2100000000000002E-4,0,0,3.4919999999999999E-3,4.0569999999999998E-3,3.5318000000000002E-2,0.08,1.2841E-2,5.1213000000000002E-2,2.9009E-2,3.1808999999999997E-2,8.3867999999999998E-2,7.9783999999999994E-2,4.0445000000000002E-2,1.6154999999999999E-2,5.6654000000000003E-2,1.4618000000000001E-2,1.6154999999999999E-2,4.9827000000000003E-2,2.7914000000000001E-2,2.3576E-2,8.1170999999999993E-2,4.0504999999999999E-2,5.577E-2,2.4347000000000001E-2,2.9583000000000002E-2,2.2938E-2,7.0971999999999993E-2,7.4410000000000004E-2,4.0139000000000001E-2,6.2820000000000001E-2,4.1322999999999999E-2,8.0209000000000003E-2,5.1241000000000002E-2,5.3275999999999997E-2,5.1923999999999998E-2,5.4779000000000001E-2,5.1596999999999997E-2,5.3134000000000001E-2,5.3030000000000001E-2,3.8109999999999998E-2,6.7526000000000003E-2,1.5800999999999999E-2,1.2019E-2,6.6394999999999996E-2,6.6245999999999999E-2,6.0934000000000002E-2,3.6593000000000001E-2,6.7695000000000005E-2,3.0972E-2,6.7681000000000005E-2,6.7483000000000001E-2,6.7311999999999997E-2,4.0895000000000001E-2,8.9934E-2,7.2973999999999997E-2,5.3920000000000003E-2,5.3607000000000002E-2,5.5048E-2,5.7971000000000002E-2,3.6910999999999999E-2,3.2246999999999998E-2,4.2204999999999999E-2,4.1614999999999999E-2,3.5962000000000001E-2,5.0103000000000002E-2,1.9923E-2,3.1563000000000001E-2,1.9310000000000001E-2,4.6450999999999999E-2,4.8885999999999999E-2,5.0756999999999997E-2,4.9620999999999998E-2,5.0671000000000001E-2,4.5482000000000002E-2,5.7502999999999999E-2,5.8504E-2,6.7304000000000003E-2,3.4221000000000001E-2,2.8499E-2,3.0821000000000001E-2,5.9454E-2,3.8981000000000002E-2,2.8969999999999999E-2,4.5979999999999997E-3,6.0434000000000002E-2,5.1372000000000001E-2,2.7754000000000001E-2,7.3227E-2,2.2692E-2,5.6679E-2,8.4183999999999995E-2,4.0707E-2,6.6567000000000001E-2,3.3685E-2,3.3682999999999998E-2,3.3931000000000003E-2,3.2849999999999997E-2,3.8862000000000001E-2,3.7562999999999999E-2,6.5480999999999998E-2,1.7559999999999999E-2,5.0996E-2,3.7462000000000002E-2,3.2964E-2,3.4335999999999998E-2,4.4828E-2,4.5898000000000001E-2,7.7324000000000004E-2,4.7116999999999999E-2,5.1628E-2,1.5427E-2,5.1491000000000002E-2,3.1748999999999999E-2,3.5913E-2,1.179E-2,4.1243000000000002E-2,3.737E-2,4.8482999999999998E-2,5.2921000000000003E-2,5.0049000000000003E-2,2.7015999999999998E-2,7.3247999999999994E-2,0.10753,1.5886000000000001E-2,1.175E-2,1.2312999999999999E-2,1.3547999999999999E-2,1.3051999999999999E-2,6.9861000000000006E-2,3.5590999999999998E-2,3.4708999999999997E-2,9.4214999999999993E-2,7.3608999999999994E-2,0.56008999999999998,0.50688999999999995,0.44869999999999999,3.2167318425162595E-3,0.35344999999999999,0.32061000000000001,0.29500999999999999,0.68073181438986563,0.89327999999999996,0.93762999999999996,0.95115000000000005,0.96826000000000001,0.99056,0.99458000000000002,0.93959000000000004,0.85197000000000001,1,0,0,0,0,5.7068966270890087E-5,1.9711565983016044E-5,7.0662963480572216E-6,0,0,0,1.8951832316815853E-5,0,0,0,1.8341979739489034E-5,1.4772549548069946E-5,1.4186483895173296E-5,0,0,0,3.220320195396198E-6,0,5.7499495596857741E-5,2.873887206078507E-5,1.9436520233284682E-5,2.3970640086190542E-6,3.0636510928161442E-6,3.8300069718388841E-5,4.1939238144550472E-6,2.3134018192649819E-5,null,null,null,null,null,1.6579E-2,9.7330000000000003E-3,2.93E-2,1.5914000000000001E-2,0,0,0,0,2.8083489292301384E-2,1.83E-2,1.8200000000000001E-2,2.7303999999999998E-2,0]
[766,1.5434E-2,1.3036000000000001E-2,1.1868E-2,1.1559E-2,1.5259999999999999E-2,1.2082000000000001E-2,2.9225000000000001E-2,6.1525000000000003E-2,5.4752000000000002E-2,2.8494000000000002E-3,3.2946E-3,2.6562000000000001E-3,3.6936E-3,6.8542000000000006E-2,1.1200999999999999E-2,5.0157999999999999E-3,1.6098000000000001E-2,6.9750000000000006E-2,3.8212000000000003E-2,7.2910000000000003E-2,2.4462999999999999E-2,2.18E-2,3.7326E-3,1.0135E-2,0,1.7589E-2,6.1089999999999998E-3,8.1197000000000005E-2,3.4354999999999997E-2,0,0,0.1075,0,2.0676000000000002E-3,0,0,2.6684E-3,0,1.2014E-3,1.7520000000000001E-3,0,0,2.9461999999999999E-3,0,7.2405999999999998E-3,7.2633999999999997E-3,4.5642E-3,0,0,0,0,4.3746000000000002E-3,4.3746000000000002E-3,4.3708000000000002E-3,4.3746000000000002E-3,2.9624000000000001E-2,5.4862000000000001E-2,0.14266000000000001,0.11964,0.24604000000000001,0.30546000000000001,9.8700999999999997E-2,0.21962999999999999,9.0244000000000005E-2,0.25742999999999999,0.2,3.0737E-2,0.1094,0.14534,0.13303000000000001,0.21679999999999999,8.5364999999999996E-2,0,0.11412,1.2344000000000001E-3,0.99222999999999995,0.97511000000000003,0.93200000000000005,0.99829000000000001,0.87712999999999997,0.97899000000000003,0.93603999999999998,0.98453999999999997,0.82359000000000004,0.95886000000000005,0.97208000000000006,0.96930000000000005,0.91244999999999998,0.99802999999999997,1.2271000000000001E-2,0,1.3056999999999999E-2,7.2344000000000002E-3,8.6929999999999993E-3,0,0,2.0617999999999999E-3,0,1.3606E-2,1.0101000000000001E-2,0,1.0309E-2,2.3701E-2,8.1455999999999994E-3,0,0,0,0,1.066E-4,1.104E-4,1.1459E-2,0,0,0,0,4.5839999999999998E-4,0,0,0,0,5.2243999999999997E-3,3.2472E-3,3.4388000000000001E-3,0,0,0,3.2720000000000002E-3,7.5586000000000004E-3,0,0,0,0,0,0,3.1684E-3,0,0,1.0204E-2,1.0309E-2,0,0,0,0,1.4191E-2,6.8431999999999998E-3,3.7960000000000001E-4,8.7900000000000001E-4,4.66E-4,4.594E-4,6.9039999999999998E-4,4.8280000000000003E-4,3.8460000000000002E-4,4.6480000000000002E-4,4.6799999999999999E-4,7.9568E-3,6.9439999999999997E-4,6.9640000000000001E-4,5.6860000000000005E-4,6.2660000000000005E-4,5.2879999999999995E-4,5.7740000000000005E-4,7.9080000000000003E-4,5.7160000000000002E-4,5.6439999999999995E-4,0,0,3.3636E-3,3.8E-3,3.0421E-2,6.8000000000000005E-2,1.2841E-2,4.1433999999999999E-2,2.3674000000000001E-2,2.5662999999999998E-2,7.2167999999999996E-2,6.4296000000000006E-2,3.8206999999999998E-2,1.3807E-2,4.7724000000000003E-2,1.2442999999999999E-2,1.3807E-2,4.1641999999999998E-2,2.4285000000000001E-2,1.9677E-2,6.8353999999999998E-2,3.4262000000000001E-2,4.7272000000000002E-2,2.5062999999999998E-2,2.5898000000000001E-2,2.1246999999999999E-2,5.9332999999999997E-2,6.1887999999999999E-2,3.4272999999999998E-2,5.2302000000000001E-2,3.6553000000000002E-2,6.9931999999999994E-2,4.3212E-2,4.4703E-2,4.6394999999999999E-2,4.6037000000000002E-2,4.4226000000000001E-2,4.3868999999999998E-2,4.4242999999999998E-2,3.1648999999999997E-2,5.6148000000000003E-2,1.3318E-2,1.0245000000000001E-2,5.6281999999999999E-2,5.7377999999999998E-2,5.3719999999999997E-2,3.3492000000000001E-2,5.6855999999999997E-2,2.6556E-2,5.6815999999999998E-2,5.6508000000000003E-2,5.6482999999999998E-2,3.7808000000000001E-2,7.5181999999999999E-2,6.3489000000000004E-2,4.5887999999999998E-2,4.6504999999999998E-2,4.6929999999999999E-2,4.9276E-2,0,2.947E-2,3.5417999999999998E-2,3.7078E-2,3.2932999999999997E-2,4.2072999999999999E-2,1.8637000000000001E-2,2.6905999999999999E-2,0,4.0800999999999997E-2,4.1825000000000001E-2,4.3455000000000001E-2,4.2541000000000002E-2,4.3616000000000002E-2,3.9211999999999997E-2,5.0035000000000003E-2,4.9487999999999997E-2,5.5780000000000003E-2,2.9354000000000002E-2,2.2799E-2,2.3497000000000001E-2,4.9318000000000001E-2,3.3687000000000002E-2,2.6527999999999999E-2,4.3680000000000004E-3,5.0917999999999998E-2,4.3691000000000001E-2,2.3081999999999998E-2,6.1478999999999999E-2,1.8231000000000001E-2,4.7882000000000001E-2,6.9944999999999993E-2,3.4345000000000001E-2,5.7818000000000001E-2,2.8698000000000001E-2,2.8768999999999999E-2,2.9021999999999999E-2,2.8046999999999999E-2,3.2410000000000001E-2,3.2183000000000003E-2,5.5134000000000002E-2,1.5082E-2,4.3128E-2,3.211E-2,2.8774000000000001E-2,3.0013999999999999E-2,3.9093999999999997E-2,3.9953000000000002E-2,6.7710000000000006E-2,4.0344999999999999E-2,4.4003E-2,1.2652999999999999E-2,4.3873000000000002E-2,2.7612999999999999E-2,2.7435999999999999E-2,1.0034E-2,3.3716999999999997E-2,3.7308000000000001E-2,4.5051000000000001E-2,4.6142000000000002E-2,4.2356999999999999E-2,5.7562000000000002E-2,6.2781000000000003E-2,9.1313000000000005E-2,1.3665999999999999E-2,9.7286000000000004E-3,1.082E-2,1.189E-2,1.1207999999999999E-2,6.5116999999999994E-2,3.0204999999999999E-2,2.9641000000000001E-2,8.2675999999999999E-2,6.1706999999999998E-2,0.70704999999999996,0.64015999999999995,0.56682999999999995,4.087019670858498E-3,0.44664999999999999,0.40517999999999998,0.37282999999999999,0.7490509851025039,0.92496,0.95657999999999999,0.96614,0.97816999999999998,0.99375999999999998,0.99265999999999999,0.93410000000000004,0.84438000000000002,1,0,0,0,0,1.5014078371677897E-6,4.4578619053936563E-6,0,0,0,2.6805766538018361E-5,0,0,0,0,1.7873431715997867E-5,0,2.5860019377432764E-5,0,0,0,0,0,0,0,3.5344883144716732E-6,0,0,4.9029586079996079E-5,0,0,null,null,null,null,null,1.4659999999999999E-2,8.7180000000000001E-3,2.5600000000000001E-2,1.3741E-2,0,0,0,0,1.3091247609935021E-2,1.5100000000000001E-2,1.41E-2,2.9406000000000002E-2,0]
[767,1.5067000000000001E-2,1.2636E-2,1.1490999999999999E-2,1.1228999999999999E-2,1.4819000000000001E-2,1.1592E-2,2.8545999999999998E-2,0.06,5.3402999999999999E-2,2.7138000000000002E-3,3.0201999999999998E-3,2.5393999999999998E-3,2.7702E-3,7.5142E-2,1.0965000000000001E-2,5.2275999999999998E-3,1.5945999999999998E-2,7.0569999999999994E-2,3.9465E-2,6.9316000000000003E-2,2.4164999999999999E-2,2.1982000000000002E-2,3.2041999999999999E-3,1.0638E-2,0,1.7354999999999999E-2,5.5750000000000001E-3,8.0764000000000002E-2,3.4058999999999999E-2,0,0,0.11348,0,1.9591999999999999E-3,0,0,2.5048000000000002E-3,0,1.1938000000000001E-3,1.5870000000000001E-3,0,0,2.9534000000000001E-3,0,8.0082E-3,7.3238000000000001E-3,4.4603999999999998E-3,0,0,0,0,4.3851999999999997E-3,4.3851999999999997E-3,4.3816000000000003E-3,4.3851999999999997E-3,3.0180999999999999E-2,5.8949000000000001E-2,0.14313000000000001,0.11642,0.24684,0.30403000000000002,0.10649,0.22977,9.5121999999999998E-2,0.26979999999999998,0.2,3.3189999999999997E-2,0.11064,0.14887,0.13591,0.22825000000000001,8.5644999999999999E-2,0,0.11448999999999999,9.2579999999999995E-4,0.99329000000000001,0.97701000000000005,0.93400000000000005,0.99716000000000005,0.87329999999999997,0.98053999999999997,0.94064000000000003,0.98565000000000003,0.83618999999999999,0.96179999999999999,0.97406999999999999,0.97184000000000004,0.92490000000000006,0.99704000000000004,1.2251E-2,0,1.2739E-2,7.2957999999999999E-3,8.6929999999999993E-3,0,0,4.1235999999999998E-3,0,1.3447000000000001E-2,1.0101000000000001E-2,0,1.0309E-2,2.3335999999999999E-2,7.8422000000000006E-3,0,0,0,0,2.1120000000000001E-4,2.1780000000000001E-4,1.1971000000000001E-2,0,0,0,0,5.6780000000000003E-4,0,0,0,0,4.8437999999999997E-3,3.0883999999999998E-3,3.1116E-3,0,0,0,3.5790000000000001E-3,7.1842E-3,0,0,0,0,0,0,3.2277999999999999E-3,0,0,1.0204E-2,1.0309E-2,0,0,0,0,1.3252E-2,6.7714000000000003E-3,3.9520000000000001E-4,9.1600000000000004E-4,4.66E-4,4.7380000000000002E-4,6.7179999999999996E-4,4.1659999999999999E-4,4.192E-4,4.8460000000000002E-4,5.0000000000000001E-4,7.7466000000000002E-3,6.8380000000000003E-4,6.7579999999999995E-4,5.5820000000000002E-4,6.1320000000000005E-4,5.176E-4,5.7379999999999996E-4,7.7660000000000001E-4,5.6519999999999997E-4,5.4679999999999996E-4,0,0,3.3522000000000001E-3,3.7429999999999998E-3,2.9734E-2,6.6000000000000003E-2,1.2841E-2,4.0171999999999999E-2,2.2870999999999999E-2,2.4864000000000001E-2,7.0287000000000002E-2,6.2156999999999997E-2,3.7825999999999999E-2,1.3461000000000001E-2,4.6491999999999999E-2,1.2137E-2,1.3461000000000001E-2,4.0468999999999998E-2,2.3751000000000001E-2,1.9127000000000002E-2,6.6455E-2,3.3222000000000002E-2,4.5855E-2,2.5183000000000001E-2,2.5284000000000001E-2,2.0965000000000001E-2,5.7630000000000001E-2,6.0254000000000002E-2,3.3382000000000002E-2,5.0788E-2,3.5757999999999998E-2,6.8220000000000003E-2,4.2049999999999997E-2,4.3478000000000003E-2,4.5796999999999997E-2,4.4872000000000002E-2,4.2998000000000001E-2,4.2778999999999998E-2,4.3031E-2,3.0745000000000001E-2,5.4598000000000001E-2,1.3091999999999999E-2,9.9970000000000007E-3,5.4762999999999999E-2,5.5899999999999998E-2,5.3088000000000003E-2,3.3412999999999998E-2,5.5232000000000003E-2,2.5909000000000001E-2,5.5251000000000001E-2,5.4931000000000001E-2,5.491E-2,3.7418E-2,7.3222999999999996E-2,6.1907999999999998E-2,4.4575999999999998E-2,4.5321E-2,4.5576999999999999E-2,4.7826E-2,0,2.9007000000000002E-2,3.4286999999999998E-2,3.6320999999999999E-2,3.2427999999999998E-2,4.0905999999999998E-2,1.8422000000000001E-2,2.613E-2,0,3.9858999999999999E-2,4.0738999999999997E-2,4.2387000000000001E-2,4.1466999999999997E-2,4.2522999999999998E-2,3.8167E-2,4.8791000000000001E-2,4.8146000000000001E-2,5.4399000000000003E-2,2.8669E-2,2.1849E-2,2.2277000000000002E-2,4.7953000000000003E-2,3.2826000000000001E-2,2.6120999999999998E-2,4.1380000000000002E-3,4.9917000000000003E-2,4.2493999999999997E-2,2.2304000000000001E-2,5.9649000000000001E-2,1.8384999999999999E-2,4.6587999999999997E-2,6.7937999999999998E-2,3.3442E-2,5.636E-2,2.7866999999999999E-2,2.7949999999999999E-2,2.8204E-2,2.7247E-2,3.1335000000000002E-2,3.1371000000000003E-2,5.3678999999999998E-2,1.472E-2,4.2058999999999999E-2,3.1345999999999999E-2,2.8114E-2,2.9326999999999999E-2,3.8211000000000002E-2,3.9083E-2,6.6108E-2,3.9217000000000002E-2,4.2731999999999999E-2,1.2315E-2,4.2646000000000003E-2,2.7028E-2,2.6268E-2,9.8043999999999996E-3,3.2301000000000003E-2,3.3993000000000002E-2,4.4125999999999999E-2,4.4634E-2,4.1916000000000002E-2,4.6087000000000003E-2,6.1148000000000001E-2,8.8960999999999998E-2,1.3363999999999999E-2,9.5791999999999995E-3,1.0742E-2,1.1728000000000001E-2,1.0996000000000001E-2,6.4268000000000006E-2,2.9432E-2,2.8844999999999999E-2,7.9585000000000003E-2,6.0107000000000001E-2,0.73155000000000003,0.66237000000000001,0.58652000000000004,4.2735099197508571E-3,0.46217999999999998,0.41927999999999999,0.38579999999999998,0.76043496028252444,0.93028,0.95972000000000002,0.96860000000000002,0.97979000000000005,0.99424999999999997,0.99231999999999998,0.93315999999999999,0.84309999999999996,1,0,0,0,0,0,2.3361219518847065E-6,0,0,0,3.1972442229744047E-5,0,0,0,0,1.230974703503307E-5,0,3.3110081858467311E-5,0,0,0,5.9558715292951092E-7,0,0,0,7.1781705628382042E-6,0,0,5.0194845243822783E-5,0,0,null,null,null,null,null,1.4076E-2,8.4980000000000003E-3,2.3599999999999999E-2,1.3419E-2,0,0,0,0,1.1940954349040321E-2,1.5299999999999999E-2,1.3100000000000001E-2,3.5112999999999998E-2,0]
[768,1.4701000000000001E-2,1.2234999999999999E-2,1.1115E-2,1.0898E-2,1.4376999999999999E-2,1.1101E-2,2.7865999999999998E-2,5.8474999999999999E-2,5.2054000000000003E-2,2.5782000000000001E-3,2.7458000000000001E-3,2.4226E-3,1.8468E-3,8.1742999999999996E-2,1.0729000000000001E-2,5.4393999999999996E-3,1.5793000000000001E-2,7.1389999999999995E-2,4.0717000000000003E-2,6.5723000000000004E-2,2.3865999999999998E-2,2.2165000000000001E-2,2.6757999999999999E-3,1.1141E-2,0,1.7121999999999998E-2,5.0410000000000003E-3,8.0332000000000001E-2,3.3762E-2,0,0,0.11946,0,1.8508000000000001E-3,0,0,2.3411999999999999E-3,0,1.1862000000000001E-3,1.4220000000000001E-3,0,0,2.9605999999999999E-3,0,8.7758000000000003E-3,7.3841999999999996E-3,4.3566000000000004E-3,0,0,0,0,4.3958000000000001E-3,4.3958000000000001E-3,4.3924000000000003E-3,4.3958000000000001E-3,3.0737E-2,6.3034999999999994E-2,0.14360000000000001,0.11319,0.24765000000000001,0.30259999999999998,0.11429,0.23991999999999999,0.1,0.28217999999999999,0.2,3.5644000000000002E-2,0.11189,0.15240000000000001,0.13879,0.2397,8.5924E-2,0,0.11486,6.1720000000000004E-4,0.99434999999999996,0.97889999999999999,0.93600000000000005,0.99602999999999997,0.86946999999999997,0.98209999999999997,0.94523000000000001,0.98675000000000002,0.84879000000000004,0.96474000000000004,0.97606999999999999,0.97436999999999996,0.93735999999999997,0.99605999999999995,1.2232E-2,0,1.2422000000000001E-2,7.3572000000000004E-3,8.6929999999999993E-3,0,0,6.1853999999999998E-3,0,1.3287999999999999E-2,1.0101000000000001E-2,0,1.0309E-2,2.2971999999999999E-2,7.5388E-3,0,0,0,0,3.1579999999999998E-4,3.2519999999999999E-4,1.2482E-2,0,0,0,0,6.7719999999999998E-4,0,0,0,0,4.4631999999999996E-3,2.9296000000000001E-3,2.7843999999999998E-3,0,0,0,3.8860000000000001E-3,6.8098000000000004E-3,0,0,0,0,0,0,3.2872000000000001E-3,0,0,1.0204E-2,1.0309E-2,0,0,0,0,1.2312999999999999E-2,6.6996E-3,4.1080000000000001E-4,9.5299999999999996E-4,4.66E-4,4.8819999999999999E-4,6.5320000000000005E-4,3.5040000000000001E-4,4.5380000000000003E-4,5.0440000000000001E-4,5.3200000000000003E-4,7.5364000000000004E-3,6.7319999999999999E-4,6.5519999999999999E-4,5.4779999999999998E-4,5.9980000000000005E-4,5.0639999999999995E-4,5.7019999999999998E-4,7.6239999999999999E-4,5.5880000000000003E-4,5.2919999999999996E-4,0,0,3.3408000000000001E-3,3.686E-3,2.9045999999999999E-2,6.4000000000000001E-2,1.2841E-2,3.8911000000000001E-2,2.2067E-2,2.4063999999999999E-2,6.8406999999999996E-2,6.0018000000000002E-2,3.7444999999999999E-2,1.3114000000000001E-2,4.5261000000000003E-2,1.1831E-2,1.3114000000000001E-2,3.9296999999999999E-2,2.3217000000000002E-2,1.8575999999999999E-2,6.4557000000000003E-2,3.2181000000000001E-2,4.4438999999999999E-2,2.5302000000000002E-2,2.4669E-2,2.0684000000000001E-2,5.5925999999999997E-2,5.8620999999999999E-2,3.2492E-2,4.9272999999999997E-2,3.4963000000000001E-2,6.6506999999999997E-2,4.0887E-2,4.2254E-2,4.5199999999999997E-2,4.3706000000000002E-2,4.1769000000000001E-2,4.1689999999999998E-2,4.1818000000000001E-2,2.9842E-2,5.3046999999999997E-2,1.2867E-2,9.7490000000000007E-3,5.3242999999999999E-2,5.4420999999999997E-2,5.2456999999999997E-2,3.3333000000000002E-2,5.3608000000000003E-2,2.5263000000000001E-2,5.3686999999999999E-2,5.3353999999999999E-2,5.3338000000000003E-2,3.7026999999999997E-2,7.1264999999999995E-2,6.0328E-2,4.3263999999999997E-2,4.4137999999999997E-2,4.4223999999999999E-2,4.6377000000000002E-2,0,2.8545000000000001E-2,3.3155999999999998E-2,3.5564999999999999E-2,3.1924000000000001E-2,3.9739999999999998E-2,1.8207999999999998E-2,2.5354000000000002E-2,0,3.8918000000000001E-2,3.9652E-2,4.1318000000000001E-2,4.0391999999999997E-2,4.1431000000000003E-2,3.7122000000000002E-2,4.7545999999999998E-2,4.6802999999999997E-2,5.3017000000000002E-2,2.7984999999999999E-2,2.0899000000000001E-2,2.1055999999999998E-2,4.6588999999999998E-2,3.1966000000000001E-2,2.5714999999999998E-2,3.908E-3,4.8915E-2,4.1297E-2,2.1524999999999999E-2,5.7818000000000001E-2,1.8537999999999999E-2,4.5293E-2,6.5930000000000002E-2,3.2537999999999997E-2,5.4901999999999999E-2,2.7035E-2,2.7130000000000001E-2,2.7385E-2,2.6446000000000001E-2,3.0259000000000001E-2,3.0557999999999998E-2,5.2222999999999999E-2,1.4357999999999999E-2,4.0991E-2,3.0581000000000001E-2,2.7455E-2,2.8641E-2,3.7326999999999999E-2,3.8213999999999998E-2,6.4505000000000007E-2,3.8087999999999997E-2,4.1461999999999999E-2,1.1978000000000001E-2,4.1418000000000003E-2,2.6443999999999999E-2,2.5100000000000001E-2,9.5746000000000008E-3,3.0886E-2,3.0676999999999999E-2,4.3200000000000002E-2,4.3126999999999999E-2,4.1474999999999998E-2,3.4612999999999998E-2,5.9514999999999998E-2,8.6609000000000005E-2,1.3062000000000001E-2,9.4298000000000003E-3,1.0663000000000001E-2,1.1565000000000001E-2,1.0782999999999999E-2,6.3419000000000003E-2,2.8657999999999999E-2,2.8049999999999999E-2,7.6493000000000005E-2,5.8507999999999998E-2,0.75604000000000005,0.68457999999999997,0.60621000000000003,4.4486977293166979E-3,0.47771000000000002,0.43336999999999998,0.39877000000000001,0.77181825156956019,0.93559000000000003,0.96284999999999998,0.97106000000000003,0.98140000000000005,0.99475000000000002,0.99197000000000002,0.93223,0.84182999999999997,1,0,0,0,0,0,0,0,0,0,3.2613996154395863E-5,0,0,0,0,4.2170190681645181E-6,0,3.8530808524228632E-5,0,0,0,4.1287598833150696E-6,0,0,0,1.2769606655638199E-5,0,0,4.8465924919582903E-5,1.2588395748025505E-6,0,null,null,null,null,null,1.3429E-2,8.2690000000000003E-3,2.1899999999999999E-2,1.3105E-2,0,0,0,0,1.096687556235572E-2,1.4E-2,1.44E-2,4.3521999999999998E-2,0]
[769,1.4334E-2,1.1835E-2,1.0737999999999999E-2,1.0567999999999999E-2,1.3936E-2,1.0611000000000001E-2,2.7186999999999999E-2,5.6950000000000001E-2,5.0705E-2,2.4426000000000001E-3,2.4713999999999999E-3,2.3058000000000002E-3,9.234E-4,8.8343000000000005E-2,1.0493000000000001E-2,5.6512000000000003E-3,1.5640999999999999E-2,7.2209999999999996E-2,4.197E-2,6.2128999999999997E-2,2.3567999999999999E-2,2.2346999999999999E-2,2.1473999999999998E-3,1.1644E-2,0,1.6888E-2,4.5069999999999997E-3,7.9898999999999998E-2,3.3466000000000003E-2,0,0,0.12544,0,1.7424000000000001E-3,0,0,2.1776E-3,0,1.1785999999999999E-3,1.2570000000000001E-3,0,0,2.9678E-3,0,9.5434000000000005E-3,7.4446E-3,4.2528000000000002E-3,0,0,0,0,4.4064000000000004E-3,4.4064000000000004E-3,4.4032000000000003E-3,4.4064000000000004E-3,3.1294000000000002E-2,6.7122000000000001E-2,0.14407,0.10997,0.24845,0.30116999999999999,0.12207999999999999,0.25006,0.10488,0.29454999999999998,0.2,3.8096999999999999E-2,0.11312999999999999,0.15593000000000001,0.14166000000000001,0.25115999999999999,8.6204000000000003E-2,0,0.11524,3.0860000000000002E-4,0.99541000000000002,0.98080000000000001,0.93799999999999994,0.99490000000000001,0.86563999999999997,0.98365000000000002,0.94982,0.98785999999999996,0.86138999999999999,0.96767999999999998,0.97806000000000004,0.97689999999999999,0.94982,0.99507000000000001,1.2212000000000001E-2,0,1.2104E-2,7.4186E-3,8.6929999999999993E-3,0,0,8.2471999999999997E-3,0,1.3129E-2,1.0101000000000001E-2,0,1.0309E-2,2.2606999999999999E-2,7.2354000000000003E-3,0,0,0,0,4.2039999999999997E-4,4.326E-4,1.2994E-2,0,0,0,0,7.8660000000000004E-4,0,0,0,0,4.0825999999999996E-3,2.7707999999999999E-3,2.4572000000000001E-3,0,0,0,4.1929999999999997E-3,6.4354E-3,0,0,0,0,0,0,3.3465999999999999E-3,0,0,1.0204E-2,1.0309E-2,0,0,0,0,1.1374E-2,6.6277999999999997E-3,4.2640000000000001E-4,9.8999999999999999E-4,4.66E-4,5.0259999999999997E-4,6.3460000000000003E-4,2.8420000000000002E-4,4.8840000000000005E-4,5.2419999999999995E-4,5.6400000000000005E-4,7.3261999999999997E-3,6.6259999999999995E-4,6.3460000000000003E-4,5.3740000000000005E-4,5.8640000000000005E-4,4.952E-4,5.666E-4,7.4819999999999997E-4,5.5239999999999998E-4,5.1159999999999997E-4,0,0,3.3294000000000002E-3,3.6289999999999998E-3,2.8358999999999999E-2,6.2E-2,1.2841E-2,3.7649000000000002E-2,2.1264000000000002E-2,2.3265000000000001E-2,6.6526000000000002E-2,5.7879E-2,3.7064E-2,1.2768E-2,4.4028999999999999E-2,1.1525000000000001E-2,1.2768E-2,3.8123999999999998E-2,2.2682999999999998E-2,1.8026E-2,6.2658000000000005E-2,3.1140999999999999E-2,4.3021999999999998E-2,2.5422E-2,2.4055E-2,2.0402E-2,5.4223E-2,5.6987000000000003E-2,3.1600999999999997E-2,4.7759000000000003E-2,3.4167999999999997E-2,6.4795000000000005E-2,3.9725000000000003E-2,4.1029000000000003E-2,4.4602000000000003E-2,4.2541000000000002E-2,4.0541000000000001E-2,4.0599999999999997E-2,4.0606000000000003E-2,2.8937999999999998E-2,5.1497000000000001E-2,1.2640999999999999E-2,9.5010000000000008E-3,5.1723999999999999E-2,5.2942999999999997E-2,5.1825000000000003E-2,3.3253999999999999E-2,5.1984000000000002E-2,2.4615999999999999E-2,5.2122000000000002E-2,5.1776999999999997E-2,5.1764999999999999E-2,3.6637000000000003E-2,6.9306000000000006E-2,5.8747000000000001E-2,4.1952000000000003E-2,4.2953999999999999E-2,4.2870999999999999E-2,4.4927000000000002E-2,0,2.8081999999999999E-2,3.2024999999999998E-2,3.4807999999999999E-2,3.1419000000000002E-2,3.8573000000000003E-2,1.7992999999999999E-2,2.4577999999999999E-2,0,3.7976000000000003E-2,3.8566000000000003E-2,4.0250000000000001E-2,3.9317999999999999E-2,4.0337999999999999E-2,3.6076999999999998E-2,4.6302000000000003E-2,4.5461000000000001E-2,5.1636000000000001E-2,2.7300000000000001E-2,1.9949000000000001E-2,1.9835999999999999E-2,4.5224E-2,3.1105000000000001E-2,2.5308000000000001E-2,3.6779999999999998E-3,4.7913999999999998E-2,4.0099999999999997E-2,2.0747000000000002E-2,5.5988000000000003E-2,1.8692E-2,4.3999000000000003E-2,6.3922999999999994E-2,3.1635000000000003E-2,5.3443999999999998E-2,2.6204000000000002E-2,2.6311000000000001E-2,2.6567E-2,2.5645999999999999E-2,2.9184000000000002E-2,2.9746000000000002E-2,5.0768000000000001E-2,1.3996E-2,3.9921999999999999E-2,2.9817E-2,2.6794999999999999E-2,2.7954E-2,3.6443999999999997E-2,3.7344000000000002E-2,6.2903000000000001E-2,3.696E-2,4.0190999999999998E-2,1.1639999999999999E-2,4.0190999999999998E-2,2.5859E-2,2.3931999999999998E-2,9.3448000000000003E-3,2.947E-2,2.7362000000000001E-2,4.2275E-2,4.1619000000000003E-2,4.1034000000000001E-2,2.3137999999999999E-2,5.7882000000000003E-2,8.4256999999999999E-2,1.2760000000000001E-2,9.2803999999999994E-3,1.0585000000000001E-2,1.1403E-2,1.0571000000000001E-2,6.2570000000000001E-2,2.7885E-2,2.7254E-2,7.3401999999999995E-2,5.6908E-2,0.78054000000000001,0.70679000000000003,0.62588999999999995,4.5786757815752003E-3,0.49325000000000002,0.44746999999999998,0.41173999999999999,0.78320087575768604,0.94091000000000002,0.96599000000000002,0.97353000000000001,0.98301000000000005,0.99524000000000001,0.99161999999999995,0.93128999999999995,0.84055999999999997,1,0,0,0,0,0,0,0,0,0,3.0918115953681991E-5,0,0,0,0,0,0,4.2380481318105012E-5,0,0,0,7.0964661063044332E-6,0,0,0,1.7802272850531153E-5,0,0,4.5423883420880884E-5,4.7976614041544963E-6,0,null,null,null,null,null,1.2775E-2,8.0450000000000001E-3,2.2499999999999999E-2,1.2796E-2,0,0,0,0,1.0141351204500182E-2,1.35E-2,1.3100000000000001E-2,5.3733999999999997E-2,0]
[770,1.3968E-2,1.1435000000000001E-2,1.0361E-2,1.0238000000000001E-2,1.3494000000000001E-2,1.0120000000000001E-2,2.6506999999999999E-2,5.5425000000000002E-2,4.9355999999999997E-2,2.307E-3,2.1970000000000002E-3,2.189E-3,0,9.4943E-2,1.0257E-2,5.8630000000000002E-3,1.5488999999999999E-2,7.3029999999999998E-2,4.3222999999999998E-2,5.8534999999999997E-2,2.3269999999999999E-2,2.2529E-2,1.619E-3,1.2147E-2,0,1.6653999999999999E-2,3.973E-3,7.9465999999999995E-2,3.3168999999999997E-2,0,0,0.13142000000000001,0,1.634E-3,0,0,2.0140000000000002E-3,0,1.1709999999999999E-3,1.0920000000000001E-3,0,0,2.9750000000000002E-3,0,1.0311000000000001E-2,7.5050000000000004E-3,4.1489999999999999E-3,0,0,0,0,4.4169999999999999E-3,4.4169999999999999E-3,4.4140000000000004E-3,4.4169999999999999E-3,3.1850999999999997E-2,7.1208999999999995E-2,0.14454,0.10675,0.24926000000000001,0.29974000000000001,0.12987000000000001,0.26019999999999999,0.10976,0.30692999999999998,0.2,4.0550000000000003E-2,0.11438,0.15945000000000001,0.14454,0.26261000000000001,8.6484000000000005E-2,0,0.11561,0,0.99646999999999997,0.98270000000000002,0.94,0.99377000000000004,0.86180999999999996,0.98519999999999996,0.95440999999999998,0.98895999999999995,0.87399000000000004,0.97062000000000004,0.98006000000000004,0.97943000000000002,0.96226999999999996,0.99409000000000003,1.2193000000000001E-2,0,1.1786E-2,7.4799999999999997E-3,8.6929999999999993E-3,0,0,1.0309E-2,0,1.2970000000000001E-2,1.0101000000000001E-2,0,1.0309E-2,2.2242000000000001E-2,6.9319999999999998E-3,0,0,0,0,5.2499999999999997E-4,5.4000000000000001E-4,1.3505E-2,0,0,0,0,8.9599999999999999E-4,0,0,0,0,3.702E-3,2.6120000000000002E-3,2.1299999999999999E-3,0,0,0,4.4999999999999997E-3,6.0610000000000004E-3,0,0,0,0,0,0,3.4060000000000002E-3,0,0,1.0204E-2,1.0309E-2,0,0,0,0,1.0435E-2,6.5560000000000002E-3,4.4200000000000001E-4,1.0269999999999999E-3,4.66E-4,5.1699999999999999E-4,6.1600000000000001E-4,2.1800000000000001E-4,5.2300000000000003E-4,5.44E-4,5.9599999999999996E-4,7.1159999999999999E-3,6.5200000000000002E-4,6.1399999999999996E-4,5.2700000000000002E-4,5.7300000000000005E-4,4.84E-4,5.6300000000000002E-4,7.3399999999999995E-4,5.4600000000000004E-4,4.9399999999999997E-4,0,0,3.3180000000000002E-3,3.5720000000000001E-3,2.7671000000000001E-2,0.06,1.2841E-2,3.6387999999999997E-2,2.0461E-2,2.2466E-2,6.4644999999999994E-2,5.5739999999999998E-2,3.6683E-2,1.2421E-2,4.2797000000000002E-2,1.1219E-2,1.2421E-2,3.6951999999999999E-2,2.2148999999999999E-2,1.7475000000000001E-2,6.0759000000000001E-2,3.0099999999999998E-2,4.1605999999999997E-2,2.5541000000000001E-2,2.3441E-2,2.0119999999999999E-2,5.2519999999999997E-2,5.5354E-2,3.0710999999999999E-2,4.6245000000000001E-2,3.3373E-2,6.3081999999999999E-2,3.8563E-2,3.9803999999999999E-2,4.4005000000000002E-2,4.1375000000000002E-2,3.9312E-2,3.9510000000000003E-2,3.9393999999999998E-2,2.8035000000000001E-2,4.9945999999999997E-2,1.2415000000000001E-2,9.2530000000000008E-3,5.0203999999999999E-2,5.1464999999999997E-2,5.1193000000000002E-2,3.3175000000000003E-2,5.0360000000000002E-2,2.3970000000000002E-2,5.0557999999999999E-2,5.0200000000000002E-2,5.0193000000000002E-2,3.6247000000000001E-2,6.7347000000000004E-2,5.7166000000000002E-2,4.0640000000000003E-2,4.1770000000000002E-2,4.1517999999999999E-2,4.3478000000000003E-2,0,2.7619000000000001E-2,3.0894000000000001E-2,3.4051999999999999E-2,3.0914000000000001E-2,3.7406000000000002E-2,1.7779E-2,2.3802E-2,0,3.7033999999999997E-2,3.7479999999999999E-2,3.9181000000000001E-2,3.8242999999999999E-2,3.9245000000000002E-2,3.5032000000000001E-2,4.5057E-2,4.4117999999999997E-2,5.0255000000000001E-2,2.6616000000000001E-2,1.8998999999999999E-2,1.8615E-2,4.3860000000000003E-2,3.0245000000000001E-2,2.4901E-2,3.4480000000000001E-3,4.6912000000000002E-2,3.8903E-2,1.9968E-2,5.4156999999999997E-2,1.8846000000000002E-2,4.2705E-2,6.1914999999999998E-2,3.0731000000000001E-2,5.1985999999999997E-2,2.5373E-2,2.5492000000000001E-2,2.5749000000000001E-2,2.4844999999999999E-2,2.8108999999999999E-2,2.8934000000000001E-2,4.9313000000000003E-2,1.3634E-2,3.8854E-2,2.9052000000000001E-2,2.6136E-2,2.7267E-2,3.5560000000000001E-2,3.6475E-2,6.1301000000000001E-2,3.5831000000000002E-2,3.8920000000000003E-2,1.1303000000000001E-2,3.8962999999999998E-2,2.5274999999999999E-2,2.2764E-2,9.1149999999999998E-3,2.8055E-2,2.4046000000000001E-2,4.1349999999999998E-2,4.0111000000000001E-2,4.0592999999999997E-2,1.1664000000000001E-2,5.6249E-2,8.1905000000000006E-2,1.2458E-2,9.1310000000000002E-3,1.0506E-2,1.1240999999999999E-2,1.0357999999999999E-2,6.1720999999999998E-2,2.7111E-2,2.6457999999999999E-2,7.0309999999999997E-2,5.5308999999999997E-2,0.80503000000000002,0.72899999999999998,0.64558000000000004,4.6295367585463022E-3,0.50878000000000001,0.46156000000000003,0.42470999999999998,0.79458284950430502,0.94623000000000002,0.96911999999999998,0.97599000000000002,0.98462000000000005,0.99573999999999996,0.99126999999999998,0.93035999999999996,0.83928000000000003,1,0,0,0,0,1.4342249414767139E-6,0,0,0,0,2.738437797233928E-5,0,0,0,0,0,0,4.4265583710512146E-5,0,0,0,9.1008869276265614E-6,0,3.3204680676135467E-6,0,2.102485996147152E-5,0,0,4.1430565033806488E-5,8.5842339103692211E-6,0,null,null,null,null,null,1.2166E-2,7.8359999999999992E-3,2.2499999999999999E-2,1.2488000000000001E-2,0,0,0,0,9.4367212300933371E-3,1.23E-2,1.2500000000000001E-2,6.4846000000000001E-2,0]
[771,1.3556E-2,1.1035E-2,1.0047E-2,9.9077999999999996E-3,1.3101E-2,9.6906000000000006E-3,2.5690999999999999E-2,5.3782999999999997E-2,4.7946000000000003E-2,2.1711999999999999E-3,2.0869999999999999E-3,2.0430000000000001E-3,0,0.10154000000000001,1.0359E-2,6.2469999999999999E-3,1.5616E-2,7.3463000000000001E-2,4.4476000000000002E-2,5.7562000000000002E-2,2.2971999999999999E-2,2.2585000000000001E-2,1.2952E-3,1.0664E-2,0,1.6574999999999999E-2,3.4520000000000002E-3,7.6065999999999995E-2,3.2856999999999997E-2,0,0,0.10514,0,1.4561999999999999E-3,0,0,2.0284000000000001E-3,0,1.1634E-3,9.7300000000000002E-4,0,0,2.7652000000000002E-3,0,1.1086E-2,7.4149999999999997E-3,4.0374E-3,0,0,0,0,4.1056E-3,4.1056E-3,4.1028000000000002E-3,4.1056E-3,3.1489999999999997E-2,7.5296000000000002E-2,0.14413999999999999,0.10353999999999999,0.24858,0.29831000000000002,0.11688,0.27034999999999998,0.10244,0.31930999999999998,0.19142999999999999,4.3003E-2,0.11903,0.17532,0.14742,0.27405000000000002,8.6248000000000005E-2,0,0.1153,0,0.99717,0.98616000000000004,0.94199999999999995,0.99248000000000003,0.85809999999999997,0.98662000000000005,0.95899999999999996,0.99006000000000005,0.88658999999999999,0.97355000000000003,0.98204999999999998,0.98101000000000005,0.96914999999999996,0.98995,1.2174000000000001E-2,0,1.1728000000000001E-2,7.4343999999999999E-3,8.6929999999999993E-3,0,0,8.2471999999999997E-3,0,1.2824E-2,1.0101000000000001E-2,0,1.0309E-2,2.1874000000000001E-2,6.6552E-3,0,0,0,0,4.6240000000000002E-4,4.9739999999999995E-4,1.3383000000000001E-2,0,0,0,0,8.4079999999999995E-4,0,0,0,0,4.1177999999999996E-3,2.6074000000000002E-3,2.4177999999999999E-3,0,0,0,4.8069999999999996E-3,6.0610000000000004E-3,0,0,0,0,0,0,3.6454E-3,0,0,1.0204E-2,8.2471999999999997E-3,0,0,0,0,1.0205000000000001E-2,6.2674000000000002E-3,4.438E-4,1.0338000000000001E-3,4.4579999999999999E-4,5.6320000000000003E-4,5.7039999999999999E-4,2.6860000000000002E-4,4.8460000000000002E-4,5.7640000000000002E-4,5.6300000000000002E-4,7.0006000000000001E-3,6.4400000000000004E-4,6.066E-4,5.4140000000000004E-4,5.7019999999999998E-4,4.6119999999999999E-4,5.9159999999999996E-4,6.8760000000000002E-4,5.4500000000000002E-4,4.8660000000000001E-4,0,0,3.2398000000000001E-3,3.4494E-3,2.6858E-2,5.8000000000000003E-2,1.2841E-2,3.5285999999999998E-2,1.9844000000000001E-2,2.2110999999999999E-2,6.2858999999999998E-2,5.4008E-2,3.6281000000000001E-2,1.2141000000000001E-2,4.1671E-2,1.095E-2,1.2141000000000001E-2,3.5904999999999999E-2,2.1663999999999999E-2,1.6997999999999999E-2,5.9082000000000003E-2,2.9357000000000001E-2,3.8538000000000003E-2,2.3626999999999999E-2,2.1753000000000002E-2,1.8700999999999999E-2,5.0958999999999997E-2,5.3720999999999998E-2,2.9929999999999998E-2,4.4935000000000003E-2,3.2578000000000003E-2,6.2508999999999995E-2,3.7506999999999999E-2,3.8823999999999997E-2,4.3408000000000002E-2,4.0210000000000003E-2,3.8329000000000002E-2,3.8420000000000003E-2,3.8484999999999998E-2,2.7241000000000001E-2,4.8576000000000001E-2,1.2189E-2,9.0431999999999995E-3,4.8938000000000002E-2,5.1062999999999997E-2,5.1125999999999998E-2,3.3096E-2,4.8954999999999999E-2,2.3376999999999998E-2,4.9126999999999997E-2,4.8774999999999999E-2,4.8787999999999998E-2,3.5910999999999998E-2,6.5430000000000002E-2,5.5867E-2,3.9615999999999998E-2,4.0850999999999998E-2,4.0683999999999998E-2,4.2512000000000001E-2,0,2.7156E-2,2.8652E-2,3.4263000000000002E-2,2.8704E-2,3.6375999999999999E-2,1.7564E-2,2.2353000000000001E-2,0,3.6366999999999997E-2,3.6610999999999998E-2,3.8289999999999998E-2,3.7295000000000002E-2,3.8351000000000003E-2,3.4305000000000002E-2,4.4892000000000001E-2,4.2966999999999998E-2,4.8874000000000001E-2,2.5932E-2,1.7891000000000001E-2,1.7883E-2,4.2689999999999999E-2,2.9477E-2,2.3177E-2,3.4480000000000001E-3,4.5442999999999997E-2,3.7905000000000001E-2,1.9632E-2,5.2783999999999998E-2,1.8308000000000001E-2,4.1599999999999998E-2,6.0159999999999998E-2,2.9926000000000001E-2,5.1804999999999997E-2,2.4781000000000001E-2,2.4922E-2,2.5170000000000001E-2,2.4298E-2,2.7677E-2,2.8223000000000002E-2,4.802E-2,1.3318E-2,3.7784999999999999E-2,2.8287E-2,2.5524000000000002E-2,2.6661000000000001E-2,3.4784000000000002E-2,3.5708999999999998E-2,6.0845999999999997E-2,3.5834999999999999E-2,3.7967000000000001E-2,1.1109000000000001E-2,3.7859999999999998E-2,2.4660000000000001E-2,2.1968000000000001E-2,8.8918000000000001E-3,2.7244000000000001E-2,2.4135E-2,3.9960000000000002E-2,3.8455999999999997E-2,3.7948999999999997E-2,1.8710000000000001E-2,5.4696000000000002E-2,7.9837000000000005E-2,1.2012999999999999E-2,8.8982000000000002E-3,1.0233000000000001E-2,1.1006E-2,1.0047E-2,6.1317000000000003E-2,2.6417E-2,2.5770000000000001E-2,6.8552000000000002E-2,5.3756999999999999E-2,0.80052000000000001,0.72506000000000004,0.64219000000000004,4.6209970692395541E-3,0.50622999999999996,0.45928000000000002,0.42264000000000002,0.79176355854371094,0.95157999999999998,0.97223000000000004,0.97841,0.98617999999999995,0.99619000000000002,0.99089000000000005,0.92940999999999996,0.83801000000000003,1,0,0,0,0,8.4589510152000003E-6,0,0,0,0,2.2433490812545642E-5,0,0,0,0,0,0,4.1453371522948146E-5,0,0,0,9.7186948551097885E-6,0,1.2371942830213811E-5,0,1.7063190171029419E-5,0,0,3.7828773201908916E-5,1.2598426110344008E-5,0,null,null,null,null,null,1.1591000000000001E-2,7.6429999999999996E-3,2.1499999999999998E-2,1.2182E-2,0,7.2099999999999996E-4,0,0,8.8145531921484353E-3,1.1299999999999999E-2,1.1900000000000001E-2,6.4846000000000001E-2,0]
[772,1.3143999999999999E-2,1.0635E-2,9.7330000000000003E-3,9.5776000000000003E-3,1.2709E-2,9.2612000000000007E-3,2.4875999999999999E-2,5.2141E-2,4.6536000000000001E-2,2.0354000000000001E-3,1.977E-3,1.897E-3,0,0.10814,1.0460000000000001E-2,6.6309999999999997E-3,1.5743E-2,7.3895000000000002E-2,4.5728999999999999E-2,5.6589E-2,2.2672999999999999E-2,2.2641000000000001E-2,9.7139999999999998E-4,9.1801999999999995E-3,0,1.6497000000000001E-2,2.931E-3,7.2665999999999994E-2,3.2544999999999998E-2,0,0,7.8852000000000005E-2,0,1.2784000000000001E-3,0,0,2.0428E-3,0,1.1558E-3,8.5400000000000005E-4,0,0,2.5554000000000002E-3,0,1.1861E-2,7.3249999999999999E-3,3.9258000000000001E-3,0,0,0,0,3.7942000000000002E-3,3.7942000000000002E-3,3.7916E-3,3.7942000000000002E-3,3.1127999999999999E-2,7.9381999999999994E-2,0.14374999999999999,0.10032000000000001,0.24790000000000001,0.29687999999999998,0.10390000000000001,0.28049000000000002,9.5121999999999998E-2,0.33167999999999997,0.18285999999999999,4.5456000000000003E-2,0.12368999999999999,0.19117999999999999,0.15029999999999999,0.28549000000000002,8.6012000000000005E-2,0,0.11498,0,0.99787999999999999,0.98962000000000006,0.94399999999999995,0.99119000000000002,0.85438999999999998,0.98804000000000003,0.96358999999999995,0.99117,0.89919000000000004,0.97648999999999997,0.98404000000000003,0.98258999999999996,0.97602,0.98580999999999996,1.2154999999999999E-2,0,1.1671000000000001E-2,7.3888000000000001E-3,8.6929999999999993E-3,0,0,6.1853999999999998E-3,0,1.2678E-2,1.0101000000000001E-2,0,1.0309E-2,2.1506000000000001E-2,6.3784000000000002E-3,0,0,0,0,3.9980000000000001E-4,4.548E-4,1.3261E-2,0,0,0,0,7.8560000000000001E-4,0,0,0,0,4.5335999999999996E-3,2.6028000000000002E-3,2.7055999999999998E-3,0,0,0,5.1139999999999996E-3,6.0610000000000004E-3,0,0,0,0,0,0,3.8847999999999999E-3,0,0,1.0204E-2,6.1853999999999998E-3,0,0,0,0,9.9746000000000001E-3,5.9788000000000003E-3,4.4559999999999999E-4,1.0406E-3,4.2559999999999999E-4,6.0939999999999996E-4,5.2479999999999996E-4,3.1920000000000001E-4,4.462E-4,6.0880000000000005E-4,5.2999999999999998E-4,6.8852000000000002E-3,6.3599999999999996E-4,5.9920000000000004E-4,5.5579999999999996E-4,5.6740000000000002E-4,4.3839999999999998E-4,6.202E-4,6.4119999999999997E-4,5.44E-4,4.7919999999999999E-4,0,0,3.1616000000000001E-3,3.3268E-3,2.6044999999999999E-2,5.6000000000000001E-2,1.2841E-2,3.4185E-2,1.9227000000000001E-2,2.1755E-2,6.1073000000000002E-2,5.2276999999999997E-2,3.5879000000000001E-2,1.1861E-2,4.0544999999999998E-2,1.0681E-2,1.1861E-2,3.4858E-2,2.1177999999999999E-2,1.6521000000000001E-2,5.7404999999999998E-2,2.8614000000000001E-2,3.5470000000000002E-2,2.1713E-2,2.0065E-2,1.7283E-2,4.9397000000000003E-2,5.2087000000000001E-2,2.9148E-2,4.3625999999999998E-2,3.1782999999999999E-2,6.1935999999999998E-2,3.6450000000000003E-2,3.7844000000000003E-2,4.2810000000000001E-2,3.9044000000000002E-2,3.7345999999999997E-2,3.7330000000000002E-2,3.7575999999999998E-2,2.6446999999999998E-2,4.7204999999999997E-2,1.1964000000000001E-2,8.8333999999999999E-3,4.7670999999999998E-2,5.0660999999999998E-2,5.1057999999999999E-2,3.3016999999999998E-2,4.7550000000000002E-2,2.2785E-2,4.7696000000000002E-2,4.7349000000000002E-2,4.7383000000000002E-2,3.5575000000000002E-2,6.3511999999999999E-2,5.4567999999999998E-2,3.8592000000000001E-2,3.9933000000000003E-2,3.9850999999999998E-2,4.1546E-2,0,2.6693000000000001E-2,2.6409999999999999E-2,3.4474999999999999E-2,2.6495000000000001E-2,3.5347000000000003E-2,1.7350000000000001E-2,2.0905E-2,0,3.5700999999999997E-2,3.5742000000000003E-2,3.7400000000000003E-2,3.6346999999999997E-2,3.7456999999999997E-2,3.3577000000000003E-2,4.4727000000000003E-2,4.1815999999999999E-2,4.7493E-2,2.5246999999999999E-2,1.6782999999999999E-2,1.7149999999999999E-2,4.1521000000000002E-2,2.8708999999999998E-2,2.1453E-2,3.4480000000000001E-3,4.3973999999999999E-2,3.6908000000000003E-2,1.9297000000000002E-2,5.1410999999999998E-2,1.7769E-2,4.0495999999999997E-2,5.8406E-2,2.9121000000000001E-2,5.1624000000000003E-2,2.4188000000000001E-2,2.4353E-2,2.4590000000000001E-2,2.3751000000000001E-2,2.7244999999999998E-2,2.7512999999999999E-2,4.6725999999999997E-2,1.3002E-2,3.6717E-2,2.7522999999999999E-2,2.4912E-2,2.6054999999999998E-2,3.4007999999999997E-2,3.4943000000000002E-2,6.0389999999999999E-2,3.5839999999999997E-2,3.7013999999999998E-2,1.0914E-2,3.6757999999999999E-2,2.4046000000000001E-2,2.1172E-2,8.6686000000000003E-3,2.6433000000000002E-2,2.4225E-2,3.857E-2,3.6802000000000001E-2,3.5305000000000003E-2,2.5756999999999999E-2,5.3143000000000003E-2,7.7768000000000004E-2,1.1568E-2,8.6654000000000002E-3,9.9591999999999997E-3,1.0770999999999999E-2,9.7363999999999992E-3,6.0913000000000002E-2,2.5722999999999999E-2,2.5082E-2,6.6794000000000006E-2,5.2205000000000001E-2,0.79600000000000004,0.72111000000000003,0.63880000000000003,4.5991734189781792E-3,0.50366999999999995,0.45701000000000003,0.42058000000000001,0.78894365004943079,0.95694000000000001,0.97533000000000003,0.98084000000000005,0.98773999999999995,0.99663999999999997,0.99050000000000005,0.92845,0.83672999999999997,1,0,0,0,0,1.6140513253048994E-5,0,0,0,0,1.6646734366076998E-5,0,0,0,0,1.0106646186613943E-5,0,3.5973342164652422E-5,0,0,0,8.5784931798116304E-6,0,2.3577224055770785E-5,0,8.9364857558393851E-6,0,0,3.3964253816520795E-5,1.6291367501253262E-5,0,null,null,null,null,null,1.1011999999999999E-2,7.456E-3,2.1600000000000001E-2,1.1880999999999999E-2,0,2.4399999999999999E-3,0,0,8.2573371165268784E-3,1.2E-2,1.0500000000000001E-2,6.4846000000000001E-2,0]
[773,1.2730999999999999E-2,1.0234E-2,9.4190000000000003E-3,9.2473999999999994E-3,1.2316000000000001E-2,8.8318000000000008E-3,2.4060000000000002E-2,5.0498000000000001E-2,4.5124999999999998E-2,1.8996E-3,1.867E-3,1.751E-3,0,0.11473999999999999,1.0562E-2,7.0150000000000004E-3,1.5869000000000001E-2,7.4328000000000005E-2,4.6981000000000002E-2,5.5614999999999998E-2,2.2374999999999999E-2,2.2697999999999999E-2,6.4760000000000002E-4,7.6968000000000002E-3,0,1.6417999999999999E-2,2.4099999999999998E-3,6.9266999999999995E-2,3.2232999999999998E-2,0,0,5.2567999999999997E-2,0,1.1006E-3,0,0,2.0571999999999999E-3,0,1.1482E-3,7.3499999999999998E-4,0,0,2.3456000000000002E-3,0,1.2637000000000001E-2,7.2350000000000001E-3,3.8141999999999998E-3,0,0,0,0,3.4827999999999999E-3,3.4827999999999999E-3,3.4803999999999998E-3,3.4827999999999999E-3,3.0766999999999999E-2,8.3469000000000002E-2,0.14335000000000001,9.7108E-2,0.24722,0.29544999999999999,9.0909000000000004E-2,0.29063,8.7804999999999994E-2,0.34405999999999998,0.17429,4.7909E-2,0.12834999999999999,0.20705000000000001,0.15318000000000001,0.29693999999999998,8.5775000000000004E-2,0,0.11466999999999999,0,0.99858999999999998,0.99307999999999996,0.94599999999999995,0.9899,0.85067999999999999,0.98946000000000001,0.96819,0.99226999999999999,0.91178999999999999,0.97943000000000002,0.98604000000000003,0.98418000000000005,0.9829,0.98167000000000004,1.2135E-2,0,1.1613E-2,7.3432000000000002E-3,8.6929999999999993E-3,0,0,4.1235999999999998E-3,0,1.2532E-2,1.0101000000000001E-2,0,1.0309E-2,2.1139000000000002E-2,6.1016000000000004E-3,0,0,0,0,3.3720000000000001E-4,4.1219999999999999E-4,1.3140000000000001E-2,0,0,0,0,7.3039999999999997E-4,0,0,0,0,4.9493999999999996E-3,2.5982000000000002E-3,2.9933999999999998E-3,0,0,0,5.4209999999999996E-3,6.0610000000000004E-3,0,0,0,0,0,0,4.1241999999999997E-3,0,0,1.0204E-2,4.1235999999999998E-3,0,0,0,0,9.7444000000000003E-3,5.6902000000000003E-3,4.4739999999999998E-4,1.0474E-3,4.0539999999999999E-4,6.556E-4,4.7919999999999999E-4,3.6979999999999999E-4,4.0779999999999999E-4,6.4119999999999997E-4,4.9700000000000005E-4,6.7698000000000003E-3,6.2799999999999998E-4,5.9179999999999996E-4,5.7019999999999998E-4,5.6459999999999995E-4,4.1560000000000002E-4,6.4880000000000005E-4,5.9480000000000004E-4,5.4299999999999997E-4,4.7179999999999998E-4,0,0,3.0834E-3,3.2041999999999999E-3,2.5231E-2,5.3999999999999999E-2,1.2841E-2,3.3083000000000001E-2,1.8610000000000002E-2,2.1399999999999999E-2,5.9285999999999998E-2,5.0545E-2,3.5477000000000002E-2,1.1582E-2,3.9418000000000002E-2,1.0413E-2,1.1582E-2,3.3812000000000002E-2,2.0693E-2,1.6043999999999999E-2,5.5726999999999999E-2,2.7869999999999999E-2,3.2402E-2,1.9799000000000001E-2,1.8376E-2,1.5864E-2,4.7835999999999997E-2,5.0453999999999999E-2,2.8367E-2,4.2315999999999999E-2,3.0987000000000001E-2,6.1364000000000002E-2,3.5394000000000002E-2,3.6865000000000002E-2,4.2213000000000001E-2,3.7879000000000003E-2,3.6364E-2,3.6240000000000001E-2,3.6665999999999997E-2,2.5652999999999999E-2,4.5835000000000001E-2,1.1738E-2,8.6236000000000004E-3,4.6405000000000002E-2,5.0258999999999998E-2,5.0991000000000002E-2,3.2938000000000002E-2,4.6144999999999999E-2,2.2192E-2,4.6266000000000002E-2,4.5924E-2,4.5978999999999999E-2,3.524E-2,6.1594999999999997E-2,5.3269999999999998E-2,3.7567999999999997E-2,3.9014E-2,3.9017000000000003E-2,4.0578999999999997E-2,0,2.6231000000000001E-2,2.4169E-2,3.4686000000000002E-2,2.4285000000000001E-2,3.4317E-2,1.7135000000000001E-2,1.9456000000000001E-2,0,3.5034000000000003E-2,3.4872E-2,3.6509E-2,3.5397999999999999E-2,3.6561999999999997E-2,3.2849999999999997E-2,4.4561999999999997E-2,4.0665E-2,4.6110999999999999E-2,2.4563000000000001E-2,1.5674E-2,1.6417999999999999E-2,4.0350999999999998E-2,2.7942000000000002E-2,1.9727999999999999E-2,3.4480000000000001E-3,4.2504E-2,3.5909999999999997E-2,1.8960999999999999E-2,5.0037999999999999E-2,1.7231E-2,3.9391000000000002E-2,5.6651E-2,2.8315E-2,5.1442000000000002E-2,2.3595999999999999E-2,2.3782999999999999E-2,2.4011000000000001E-2,2.3203000000000001E-2,2.6814000000000001E-2,2.6801999999999999E-2,4.5433000000000001E-2,1.2685999999999999E-2,3.5647999999999999E-2,2.6758000000000001E-2,2.4299000000000001E-2,2.545E-2,3.3232999999999999E-2,3.4176999999999999E-2,5.9935000000000002E-2,3.5844000000000001E-2,3.6060000000000002E-2,1.072E-2,3.5654999999999999E-2,2.3431E-2,2.0375999999999998E-2,8.4454000000000005E-3,2.5623E-2,2.4313999999999999E-2,3.7178999999999997E-2,3.5146999999999998E-2,3.2661000000000003E-2,3.2802999999999999E-2,5.1590999999999998E-2,7.5700000000000003E-2,1.1124E-2,8.4326000000000002E-3,9.6857999999999996E-3,1.0534999999999999E-2,9.4255999999999993E-3,6.0509E-2,2.5028999999999999E-2,2.4393999999999999E-2,6.5034999999999996E-2,5.0652999999999997E-2,0.79149000000000003,0.71716000000000002,0.63541000000000003,4.5697589338432425E-3,0.50112000000000001,0.45473000000000002,0.41850999999999999,0.78612314027339536,0.96230000000000004,0.97843000000000002,0.98326000000000002,0.98931000000000002,0.99707999999999997,0.99012,0.92749999999999999,0.83545000000000003,1,0,0,0,0,2.2378060748451389E-5,0,0,0,0,1.0596178071864415E-5,0,0,0,0,2.1821932023158297E-5,0,2.9581813578261063E-5,0,1.0100892723130528E-5,0,5.305909326125402E-6,0,3.5152348573319614E-5,0,0,0,0,2.9297303626663052E-5,1.9144514226354659E-5,0,null,null,null,null,null,1.0448000000000001E-2,7.2760000000000003E-3,2.01E-2,1.1583E-2,0,4.4910000000000002E-3,0,0,7.7687966676694021E-3,1.14E-2,1.03E-2,6.4846000000000001E-2,0]
[774,1.2319E-2,9.8341999999999995E-3,9.1050000000000002E-3,8.9172000000000001E-3,1.1924000000000001E-2,8.4024000000000008E-3,2.3244999999999998E-2,4.8855999999999997E-2,4.3714999999999997E-2,1.7638E-3,1.7570000000000001E-3,1.6050000000000001E-3,0,0.12134,1.0663000000000001E-2,7.3990000000000002E-3,1.5996E-2,7.4759999999999993E-2,4.8233999999999999E-2,5.4642000000000003E-2,2.2075999999999998E-2,2.2754E-2,3.2380000000000001E-4,6.2134E-3,0,1.634E-2,1.8890000000000001E-3,6.5866999999999995E-2,3.1920999999999998E-2,0,0,2.6283999999999998E-2,0,9.2279999999999999E-4,0,0,2.0715999999999998E-3,0,1.1406000000000001E-3,6.1600000000000001E-4,0,0,2.1358000000000002E-3,0,1.3412E-2,7.1450000000000003E-3,3.7025999999999999E-3,0,0,0,0,3.1714E-3,3.1714E-3,3.1692000000000001E-3,3.1714E-3,3.0405000000000001E-2,8.7554999999999994E-2,0.14296,9.3894000000000005E-2,0.24654000000000001,0.29402,7.7922000000000005E-2,0.30077999999999999,8.0488000000000004E-2,0.35643999999999998,0.16571,5.0361999999999997E-2,0.13300000000000001,0.22291,0.15606,0.30837999999999999,8.5539000000000004E-2,0,0.11434999999999999,0,0.99929000000000001,0.99653999999999998,0.94799999999999995,0.98860999999999999,0.84697,0.99087999999999998,0.97277999999999998,0.99338000000000004,0.9244,0.98236999999999997,0.98802999999999996,0.98575999999999997,0.98977999999999999,0.97753999999999996,1.2116E-2,0,1.1556E-2,7.2975999999999996E-3,8.6929999999999993E-3,0,0,2.0617999999999999E-3,0,1.2385999999999999E-2,1.0101000000000001E-2,0,1.0309E-2,2.0771000000000001E-2,5.8247999999999998E-3,0,0,0,0,2.7460000000000001E-4,3.6959999999999998E-4,1.3018E-2,0,0,0,0,6.7520000000000004E-4,0,0,0,0,5.3651999999999997E-3,2.5936000000000002E-3,3.2812000000000002E-3,0,0,0,5.7279999999999996E-3,6.0610000000000004E-3,0,0,0,0,0,0,4.3635999999999996E-3,0,0,1.0204E-2,2.0617999999999999E-3,0,0,0,0,9.5142000000000004E-3,5.4016000000000003E-3,4.4920000000000002E-4,1.0541999999999999E-3,3.8519999999999998E-4,7.0180000000000004E-4,4.3360000000000002E-4,4.2039999999999997E-4,3.6939999999999998E-4,6.736E-4,4.64E-4,6.6544000000000004E-3,6.2E-4,5.844E-4,5.8460000000000001E-4,5.6179999999999999E-4,3.9280000000000001E-4,6.7739999999999999E-4,5.4839999999999999E-4,5.4199999999999995E-4,4.6440000000000001E-4,0,0,3.0052E-3,3.0815999999999999E-3,2.4417999999999999E-2,5.1999999999999998E-2,1.2841E-2,3.1981999999999997E-2,1.7992999999999999E-2,2.1044E-2,5.7500000000000002E-2,4.8814000000000003E-2,3.5075000000000002E-2,1.1302E-2,3.8292E-2,1.0144E-2,1.1302E-2,3.2765000000000002E-2,2.0206999999999999E-2,1.5566999999999999E-2,5.4050000000000001E-2,2.7126999999999998E-2,2.9333999999999999E-2,1.7885000000000002E-2,1.6688000000000001E-2,1.4446000000000001E-2,4.6274000000000003E-2,4.8820000000000002E-2,2.7584999999999998E-2,4.1007000000000002E-2,3.0192E-2,6.0790999999999998E-2,3.4336999999999999E-2,3.5885E-2,4.1614999999999999E-2,3.6713000000000003E-2,3.5381000000000003E-2,3.5150000000000001E-2,3.5756999999999997E-2,2.4858999999999999E-2,4.4463999999999997E-2,1.1513000000000001E-2,8.4138000000000008E-3,4.5137999999999998E-2,4.9856999999999999E-2,5.0923000000000003E-2,3.2858999999999999E-2,4.4740000000000002E-2,2.1600000000000001E-2,4.4835E-2,4.4498000000000003E-2,4.4574000000000003E-2,3.4903999999999998E-2,5.9677000000000001E-2,5.1971000000000003E-2,3.6544E-2,3.8095999999999998E-2,3.8184000000000003E-2,3.9613000000000002E-2,0,2.5767999999999999E-2,2.1926999999999999E-2,3.4897999999999998E-2,2.2075999999999998E-2,3.3287999999999998E-2,1.6920999999999999E-2,1.8008E-2,0,3.4368000000000003E-2,3.4002999999999999E-2,3.5618999999999998E-2,3.4450000000000001E-2,3.5667999999999998E-2,3.2121999999999998E-2,4.4396999999999999E-2,3.9514000000000001E-2,4.4729999999999999E-2,2.3878E-2,1.4566000000000001E-2,1.5685000000000001E-2,3.9182000000000002E-2,2.7174E-2,1.8003999999999999E-2,3.4480000000000001E-3,4.1035000000000002E-2,3.4913E-2,1.8626E-2,4.8665E-2,1.6691999999999999E-2,3.8287000000000002E-2,5.4897000000000001E-2,2.751E-2,5.1261000000000001E-2,2.3002999999999999E-2,2.3213999999999999E-2,2.3431E-2,2.2655999999999999E-2,2.6381999999999999E-2,2.6092000000000001E-2,4.4138999999999998E-2,1.2370000000000001E-2,3.458E-2,2.5994E-2,2.3687E-2,2.4844000000000001E-2,3.2457E-2,3.3411000000000003E-2,5.9478999999999997E-2,3.5848999999999999E-2,3.5106999999999999E-2,1.0525E-2,3.4553E-2,2.2817E-2,1.958E-2,8.2222000000000007E-3,2.4812000000000001E-2,2.4403999999999999E-2,3.5789000000000001E-2,3.3493000000000002E-2,3.0016999999999999E-2,3.9849999999999997E-2,5.0037999999999999E-2,7.3631000000000002E-2,1.0678999999999999E-2,8.1998000000000001E-3,9.4123999999999996E-3,1.03E-2,9.1147999999999993E-3,6.0104999999999999E-2,2.4334999999999999E-2,2.3706000000000001E-2,6.3277E-2,4.9100999999999999E-2,0.78698000000000001,0.71321999999999997,0.63202000000000003,4.5384467399899389E-3,0.49856,0.45245000000000002,0.41643999999999998,0.78330204533388703,0.96765999999999996,0.98153999999999997,0.98568,0.99087000000000003,0.99753000000000003,0.98973999999999995,0.92654999999999998,0.83416999999999997,1,0,0,0,0,2.5662067855591886E-5,0,0,0,0,4.8247379709209781E-6,0,0,0,0,3.1179373763734475E-5,1.7513373222755035E-6,2.3170481654233299E-5,0,2.1596220904029906E-5,0,0,0,4.5987271732883528E-5,0,0,0,0,2.3650807634112425E-5,2.0735322323162109E-5,0,null,null,null,null,null,9.9190000000000007E-3,7.1019999999999998E-3,1.9800000000000002E-2,1.1285999999999999E-2,0,6.2100000000000002E-3,0,0,7.3526555099165261E-3,1.15E-2,1.14E-2,6.4846000000000001E-2,0]
[775,1.1906999999999999E-2,9.4339999999999997E-3,8.7910000000000002E-3,8.5869999999999991E-3,1.1531E-2,7.9729999999999992E-3,2.2429000000000001E-2,4.7213999999999999E-2,4.2305000000000002E-2,1.6280000000000001E-3,1.647E-3,1.459E-3,0,0.12795000000000001,1.0765E-2,7.783E-3,1.6122999999999998E-2,7.5192999999999996E-2,4.9487000000000003E-2,5.3669000000000001E-2,2.1777999999999999E-2,2.281E-2,0,4.7299999999999998E-3,0,1.6261000000000001E-2,1.3680000000000001E-3,6.2467000000000002E-2,3.1608999999999998E-2,0,0,0,0,7.45E-4,0,0,2.0860000000000002E-3,0,1.1329999999999999E-3,4.9700000000000005E-4,0,0,1.926E-3,0,1.4187E-2,7.0549999999999996E-3,3.591E-3,0,0,0,0,2.8600000000000001E-3,2.8600000000000001E-3,2.8579999999999999E-3,2.8600000000000001E-3,3.0044000000000001E-2,9.1642000000000001E-2,0.14255999999999999,9.0679999999999997E-2,0.24586,0.29259000000000002,6.4935000000000007E-2,0.31091999999999997,7.3171E-2,0.36881000000000003,0.15714,5.2815000000000001E-2,0.13766,0.23877999999999999,0.15892999999999999,0.31981999999999999,8.5303000000000004E-2,0,0.11403000000000001,0,1,1,0.95,0.98731999999999998,0.84326000000000001,0.99229999999999996,0.97736999999999996,0.99448000000000003,0.93700000000000006,0.98531000000000002,0.99002999999999997,0.98734,0.99665000000000004,0.97340000000000004,1.2097E-2,0,1.1498E-2,7.2519999999999998E-3,8.6929999999999993E-3,0,0,0,0,1.2239999999999999E-2,1.0101000000000001E-2,0,1.0309E-2,2.0403000000000001E-2,5.548E-3,0,0,0,0,2.12E-4,3.2699999999999998E-4,1.2895999999999999E-2,0,0,0,0,6.2E-4,0,0,0,0,5.7809999999999997E-3,2.5890000000000002E-3,3.5690000000000001E-3,0,0,0,6.0350000000000004E-3,6.0610000000000004E-3,0,0,0,0,0,0,4.6030000000000003E-3,0,0,1.0204E-2,0,0,0,0,0,9.2840000000000006E-3,5.1130000000000004E-3,4.5100000000000001E-4,1.0610000000000001E-3,3.6499999999999998E-4,7.4799999999999997E-4,3.88E-4,4.7100000000000001E-4,3.3100000000000002E-4,7.0600000000000003E-4,4.3100000000000001E-4,6.5389999999999997E-3,6.1200000000000002E-4,5.7700000000000004E-4,5.9900000000000003E-4,5.5900000000000004E-4,3.6999999999999999E-4,7.0600000000000003E-4,5.0199999999999995E-4,5.4100000000000003E-4,4.57E-4,0,0,2.9269999999999999E-3,2.9589999999999998E-3,2.3605000000000001E-2,0.05,1.2841E-2,3.0880000000000001E-2,1.7375999999999999E-2,2.0688999999999999E-2,5.5714E-2,4.7081999999999999E-2,3.4673000000000002E-2,1.1022000000000001E-2,3.7165999999999998E-2,9.8750000000000001E-3,1.1022000000000001E-2,3.1718000000000003E-2,1.9722E-2,1.5089999999999999E-2,5.2373000000000003E-2,2.6384000000000001E-2,2.6266000000000001E-2,1.5970999999999999E-2,1.4999999999999999E-2,1.3027E-2,4.4713000000000003E-2,4.7187E-2,2.6804000000000001E-2,3.9697000000000003E-2,2.9397E-2,6.0218000000000001E-2,3.3280999999999998E-2,3.4904999999999999E-2,4.1017999999999999E-2,3.5548000000000003E-2,3.4397999999999998E-2,3.406E-2,3.4847999999999997E-2,2.4065E-2,4.3094E-2,1.1287E-2,8.2039999999999995E-3,4.3872000000000001E-2,4.9454999999999999E-2,5.0855999999999998E-2,3.2779999999999997E-2,4.3334999999999999E-2,2.1007000000000001E-2,4.3403999999999998E-2,4.3073E-2,4.3168999999999999E-2,3.4568000000000002E-2,5.7759999999999999E-2,5.0672000000000002E-2,3.5520000000000003E-2,3.7177000000000002E-2,3.7350000000000001E-2,3.8647000000000001E-2,0,2.5305000000000001E-2,1.9685000000000001E-2,3.5109000000000001E-2,1.9866000000000002E-2,3.2258000000000002E-2,1.6705999999999999E-2,1.6559000000000001E-2,0,3.3701000000000002E-2,3.3133999999999997E-2,3.4728000000000002E-2,3.3501999999999997E-2,3.4773999999999999E-2,3.1394999999999999E-2,4.4232E-2,3.8363000000000001E-2,4.3348999999999999E-2,2.3193999999999999E-2,1.3457999999999999E-2,1.4952999999999999E-2,3.8011999999999997E-2,2.6405999999999999E-2,1.6279999999999999E-2,3.4480000000000001E-3,3.9565999999999997E-2,3.3915000000000001E-2,1.8290000000000001E-2,4.7292000000000001E-2,1.6154000000000002E-2,3.7182E-2,5.3142000000000002E-2,2.6705E-2,5.108E-2,2.2411E-2,2.2644000000000001E-2,2.2852000000000001E-2,2.2109E-2,2.5950000000000001E-2,2.5381000000000001E-2,4.2846000000000002E-2,1.2054E-2,3.3510999999999999E-2,2.5229000000000001E-2,2.3074999999999998E-2,2.4237999999999999E-2,3.1681000000000001E-2,3.2645E-2,5.9024E-2,3.5853000000000003E-2,3.4153999999999997E-2,1.0331E-2,3.3450000000000001E-2,2.2202E-2,1.8783999999999999E-2,7.9989999999999992E-3,2.4001000000000001E-2,2.4493000000000001E-2,3.4398999999999999E-2,3.1837999999999998E-2,2.7373000000000001E-2,4.6896E-2,4.8485E-2,7.1563000000000002E-2,1.0234E-2,7.9670000000000001E-3,9.1389999999999996E-3,1.0064999999999999E-2,8.8039999999999993E-3,5.9700999999999997E-2,2.3640999999999999E-2,2.3018E-2,6.1518999999999997E-2,4.7549000000000001E-2,0.78246000000000004,0.70926999999999996,0.62861999999999996,4.5109299635734635E-3,0.49601000000000001,0.45017000000000001,0.41437000000000002,0.78048038121629526,0.97302,0.98463999999999996,0.98809999999999998,0.99243000000000003,0.99797999999999998,0.98934999999999995,0.92559000000000002,0.83289000000000002,1,0,0,0,0,1.7050861060852185E-5,0,0,0,0,2.6470474949746858E-6,0,0,0,0,2.7022060749004595E-5,0,2.0956551452400163E-5,0,2.7548832804313861E-5,0,0,0,5.2934970881324261E-5,0,0,0,7.385322533082217E-6,1.5516023267991841E-5,1.9641000108094886E-5,0,null,null,null,null,null,9.4420000000000007E-3,6.9360000000000003E-3,2.0199999999999999E-2,1.0991000000000001E-2,0,6.9300000000000004E-3,0,0,7.0126373076084339E-3,1.01E-2,1.12E-2,6.4846000000000001E-2,0]
[776,1.1495E-2,9.0910000000000001E-3,8.3514000000000001E-3,8.1245999999999992E-3,1.1188E-2,7.6664000000000003E-3,2.1613E-2,4.5512999999999998E-2,4.0710999999999997E-2,1.5466E-3,1.5648000000000001E-3,1.3132E-3,0,0.13455,2.4358000000000001E-2,1.7302999999999999E-2,3.1722E-2,7.1392999999999998E-2,5.074E-2,4.2935000000000001E-2,2.1479999999999999E-2,2.2934E-2,0,3.784E-3,0,1.5646E-2,1.0943999999999999E-3,6.0734000000000003E-2,3.1312E-2,0,0,0,0,5.9599999999999996E-4,0,0,1.9772000000000001E-3,0,1.1253999999999999E-3,3.9760000000000002E-4,0,0,2.1686000000000001E-3,0,1.4962E-2,6.8995999999999997E-3,3.4872000000000002E-3,0,0,0,0,3.2201999999999999E-3,3.2201999999999999E-3,3.2177999999999998E-3,3.2201999999999999E-3,3.0897999999999998E-2,9.5728999999999995E-2,0.14191000000000001,8.7457999999999994E-2,0.24474000000000001,0.29115000000000002,6.4935000000000007E-2,0.32106000000000001,7.3171E-2,0.38118999999999997,0.15143000000000001,5.5267999999999998E-2,0.13350000000000001,0.22489999999999999,0.16181000000000001,0.33127000000000001,8.4916000000000005E-2,0,0.11352,0,0.99965000000000004,0.99973000000000001,0.95399999999999996,0.98602999999999996,0.83958999999999995,0.99383999999999995,0.9819,0.99558000000000002,0.9496,0.98824999999999996,0.99202000000000001,0.98987000000000003,0.99731999999999998,0.97340000000000004,1.2078E-2,0,1.1689E-2,6.8688000000000004E-3,8.6929999999999993E-3,0,0,0,0,1.2106E-2,1.0101000000000001E-2,0,1.0309E-2,1.9833E-2,5.3981999999999997E-3,0,0,0,0,1.7259999999999999E-4,2.676E-4,1.2704999999999999E-2,0,0,0,0,5.6760000000000003E-4,0,0,0,0,5.7809999999999997E-3,2.6586000000000001E-3,3.7033999999999999E-3,0,0,0,6.3420000000000004E-3,6.0610000000000004E-3,0,0,0,0,0,0,4.7780000000000001E-3,0,0,8.1632000000000007E-3,0,0,0,0,0,9.3644000000000002E-3,5.0292000000000002E-3,4.7239999999999999E-4,1.0204000000000001E-3,3.7839999999999998E-4,7.2900000000000005E-4,4.2059999999999998E-4,4.3239999999999999E-4,3.8240000000000003E-4,6.5419999999999996E-4,4.2279999999999998E-4,6.3400000000000001E-3,6.1479999999999998E-4,5.6860000000000005E-4,5.8480000000000001E-4,5.4379999999999999E-4,3.6499999999999998E-4,6.6399999999999999E-4,4.9100000000000001E-4,5.22E-4,4.7259999999999999E-4,0,0,2.7951999999999999E-3,2.9491999999999999E-3,2.3223000000000001E-2,0.05,1.2592000000000001E-2,2.9825999999999998E-2,1.6875999999999999E-2,2.0284E-2,5.4255999999999999E-2,4.5415999999999998E-2,3.4271000000000003E-2,1.0748000000000001E-2,3.6128E-2,9.6176000000000005E-3,1.0748000000000001E-2,3.0859999999999999E-2,1.9321999999999999E-2,1.4677000000000001E-2,5.1012000000000002E-2,2.5492000000000001E-2,2.3198E-2,1.4057E-2,1.3311999999999999E-2,1.1608E-2,4.3576999999999998E-2,4.5916999999999999E-2,2.6134000000000001E-2,3.8633000000000001E-2,2.8670000000000001E-2,5.9644999999999997E-2,3.2436E-2,3.3924999999999997E-2,4.0419999999999998E-2,3.4616000000000001E-2,3.3415E-2,3.3243000000000002E-2,3.3938999999999997E-2,2.3397000000000001E-2,4.1832000000000001E-2,1.1061E-2,7.9939999999999994E-3,4.2714000000000002E-2,4.9052999999999999E-2,5.0818000000000002E-2,3.2701000000000001E-2,4.2167000000000003E-2,2.0468E-2,4.2230999999999998E-2,4.1905999999999999E-2,4.2006000000000002E-2,3.4285000000000003E-2,5.6703000000000003E-2,4.9567E-2,3.4655999999999999E-2,3.6257999999999999E-2,3.6517000000000001E-2,3.7680999999999999E-2,0,2.4812000000000001E-2,1.7443E-2,3.5319999999999997E-2,1.7656999999999999E-2,3.1365999999999998E-2,1.6492E-2,1.511E-2,0,3.3034000000000001E-2,3.2374E-2,3.3838E-2,3.2680000000000001E-2,3.388E-2,3.0668000000000001E-2,4.4067000000000002E-2,3.7339999999999998E-2,4.1967999999999998E-2,2.2662000000000002E-2,1.235E-2,1.4220999999999999E-2,3.6842E-2,2.5850000000000001E-2,1.4555999999999999E-2,3.2182000000000001E-3,3.8997999999999998E-2,3.3016999999999998E-2,1.7954999999999999E-2,4.5919000000000001E-2,1.5692000000000001E-2,3.6377E-2,5.1673999999999998E-2,2.6006999999999999E-2,5.0899E-2,2.1819000000000002E-2,2.2074E-2,2.2273000000000001E-2,2.1562000000000001E-2,2.5517999999999999E-2,2.4771999999999999E-2,4.1551999999999999E-2,1.1821E-2,3.2636999999999999E-2,2.4617E-2,2.2603999999999999E-2,2.3713000000000001E-2,3.0991000000000001E-2,3.1878999999999998E-2,5.8568000000000002E-2,3.5858000000000001E-2,3.3201000000000001E-2,1.0186000000000001E-2,3.2622999999999999E-2,2.1600999999999999E-2,1.8158000000000001E-2,7.8192000000000001E-3,2.3425999999999999E-2,2.3994999999999999E-2,3.3265000000000003E-2,3.1344999999999998E-2,2.8341999999999999E-2,4.6952000000000001E-2,4.7219999999999998E-2,6.9641999999999996E-2,1.0179000000000001E-2,7.7657999999999998E-3,8.7828000000000003E-3,9.7581999999999999E-3,8.7226000000000005E-3,5.9617000000000003E-2,2.3050999999999999E-2,2.2440000000000002E-2,6.0219000000000002E-2,4.6315000000000002E-2,0.77795000000000003,0.70533000000000001,0.62522999999999995,4.4834131871373615E-3,0.49346000000000001,0.44789000000000001,0.4123,0.7776581637738702,0.97841,0.98770999999999998,0.99048000000000003,0.99394000000000005,0.99839,0.98894000000000004,0.92462,0.83160000000000001,1,0,0,0,0,3.77603578272101E-6,0,0,0,0,1.3461445860230015E-6,0,0,0,0,1.7136286260210909E-5,0,1.9920516933780164E-5,0,2.957817014248576E-5,0,0,0,5.7281133194919676E-5,0,0,0,1.3500348359229974E-5,6.2819876802677754E-6,1.6615415006526746E-5,0,null,null,null,null,null,9.018E-3,6.7780000000000002E-3,1.9800000000000002E-2,1.0692E-2,0,6.8890000000000002E-3,0,0,6.7350956301285882E-3,1.12E-2,9.9000000000000008E-3,6.4846000000000001E-2,0]
[777,1.1083000000000001E-2,8.7480000000000006E-3,7.9118000000000001E-3,7.6622000000000001E-3,1.0843999999999999E-2,7.3597999999999997E-3,2.0798000000000001E-2,4.3811999999999997E-2,3.9116999999999999E-2,1.4652000000000001E-3,1.4825999999999999E-3,1.1674000000000001E-3,0,0.14115,3.7950999999999999E-2,2.6823E-2,4.7321000000000002E-2,6.7593E-2,5.1992999999999998E-2,3.2201E-2,2.1180999999999998E-2,2.3057999999999999E-2,0,2.8379999999999998E-3,0,1.503E-2,8.208E-4,5.9000999999999998E-2,3.1015999999999998E-2,0,0,0,0,4.4700000000000002E-4,0,0,1.8684000000000001E-3,0,1.1178E-3,2.9819999999999998E-4,0,0,2.4112000000000001E-3,0,1.5737000000000001E-2,6.7441999999999997E-3,3.3833999999999999E-3,0,0,0,0,3.5804000000000001E-3,3.5804000000000001E-3,3.5775999999999998E-3,3.5804000000000001E-3,3.1752000000000002E-2,9.9816000000000002E-2,0.14127000000000001,8.4237000000000006E-2,0.24363000000000001,0.28971000000000002,6.4935000000000007E-2,0.33121,7.3171E-2,0.39356000000000002,0.14571000000000001,5.7721000000000001E-2,0.12934000000000001,0.21103,0.16467999999999999,0.34272000000000002,8.4529000000000007E-2,0,0.113,0,0.99929000000000001,0.99946000000000002,0.95799999999999996,0.98473999999999995,0.83591000000000004,0.99538000000000004,0.98641999999999996,0.99668999999999996,0.96220000000000006,0.99117999999999995,0.99402000000000001,0.99241000000000001,0.99799000000000004,0.97340000000000004,1.2057999999999999E-2,0,1.1879000000000001E-2,6.4856000000000002E-3,8.6929999999999993E-3,0,0,0,0,1.1971000000000001E-2,1.0101000000000001E-2,0,1.0309E-2,1.9262999999999999E-2,5.2484000000000003E-3,0,0,0,0,1.3320000000000001E-4,2.0819999999999999E-4,1.2514000000000001E-2,0,0,0,0,5.1519999999999995E-4,0,0,0,0,5.7809999999999997E-3,2.7282000000000001E-3,3.8378000000000002E-3,0,0,0,6.6490000000000004E-3,6.0610000000000004E-3,0,0,0,0,0,0,4.9529999999999999E-3,0,0,6.1224000000000001E-3,0,0,0,0,0,9.4447999999999997E-3,4.9454E-3,4.9379999999999997E-4,9.7980000000000007E-4,3.9179999999999998E-4,7.1000000000000002E-4,4.5320000000000001E-4,3.9379999999999998E-4,4.3379999999999997E-4,6.0240000000000001E-4,4.1459999999999999E-4,6.1409999999999998E-3,6.1760000000000005E-4,5.6019999999999996E-4,5.7059999999999999E-4,5.2859999999999995E-4,3.6000000000000002E-4,6.2200000000000005E-4,4.8000000000000001E-4,5.0299999999999997E-4,4.8819999999999999E-4,0,0,2.6633999999999998E-3,2.9394E-3,2.2841E-2,0.05,1.2343E-2,2.8771999999999999E-2,1.6376000000000002E-2,1.9879999999999998E-2,5.2797999999999998E-2,4.3749999999999997E-2,3.3869000000000003E-2,1.0473E-2,3.5090000000000003E-2,9.3602000000000008E-3,1.0473E-2,3.0001E-2,1.8921E-2,1.4264000000000001E-2,4.9652000000000002E-2,2.46E-2,2.0129999999999999E-2,1.2142999999999999E-2,1.1623E-2,1.0189999999999999E-2,4.2442000000000001E-2,4.4645999999999998E-2,2.5464000000000001E-2,3.7568999999999998E-2,2.7942999999999999E-2,5.9073000000000001E-2,3.159E-2,3.2945000000000002E-2,3.9822999999999997E-2,3.3682999999999998E-2,3.2432000000000002E-2,3.2425000000000002E-2,3.3029999999999997E-2,2.2728999999999999E-2,4.0570000000000002E-2,1.0834999999999999E-2,7.7840000000000001E-3,4.1556000000000003E-2,4.8651E-2,5.0779999999999999E-2,3.2621999999999998E-2,4.1000000000000002E-2,1.993E-2,4.1057000000000003E-2,4.0738999999999997E-2,4.0842999999999997E-2,3.4002999999999999E-2,5.5646000000000001E-2,4.8460999999999997E-2,3.3792000000000003E-2,3.5340000000000003E-2,3.5682999999999999E-2,3.6714999999999998E-2,0,2.4319E-2,1.5200999999999999E-2,3.5532000000000001E-2,1.5447000000000001E-2,3.0474000000000001E-2,1.6277E-2,1.3662000000000001E-2,0,3.2368000000000001E-2,3.1613000000000002E-2,3.2946999999999997E-2,3.1857999999999997E-2,3.2986000000000001E-2,2.9940000000000001E-2,4.3901999999999997E-2,3.6317000000000002E-2,4.0586999999999998E-2,2.2128999999999999E-2,1.1240999999999999E-2,1.3488E-2,3.5673000000000003E-2,2.5294000000000001E-2,1.2831E-2,2.9884E-3,3.8431E-2,3.2119000000000002E-2,1.7618999999999999E-2,4.4546000000000002E-2,1.5231E-2,3.5571999999999999E-2,5.0206000000000001E-2,2.5309000000000002E-2,5.0717999999999999E-2,2.1226999999999999E-2,2.1503999999999999E-2,2.1693E-2,2.1014999999999999E-2,2.5087000000000002E-2,2.4163E-2,4.0259000000000003E-2,1.1587999999999999E-2,3.1763E-2,2.4006E-2,2.2133E-2,2.3188E-2,3.0301999999999999E-2,3.1112999999999998E-2,5.8112999999999998E-2,3.5861999999999998E-2,3.2247999999999999E-2,1.0042000000000001E-2,3.1795999999999998E-2,2.0999E-2,1.7531999999999999E-2,7.6394000000000002E-3,2.2851E-2,2.3497000000000001E-2,3.2131E-2,3.0852999999999998E-2,2.9311E-2,4.7008000000000001E-2,4.5955000000000003E-2,6.7721000000000003E-2,1.0123999999999999E-2,7.5646000000000003E-3,8.4265999999999994E-3,9.4514000000000004E-3,8.6411999999999999E-3,5.9533000000000003E-2,2.2460999999999998E-2,2.1860999999999998E-2,5.8917999999999998E-2,4.5081999999999997E-2,0.77342999999999995,0.70138,0.62183999999999995,4.452100993284247E-3,0.4909,0.44561000000000001,0.41022999999999998,0.77483540872847168,0.98380999999999996,0.99078999999999995,0.99285999999999996,0.99546000000000001,0.99878999999999996,0.98851999999999995,0.92364999999999997,0.83031999999999995,1,0,0,0,0,0,0,0,0,0,0,0,0,0,0,5.4531060413864907E-6,0,1.8515655028750189E-5,3.4082049751305021E-6,2.8177504646009766E-5,0,0,0,5.9409328969195485E-5,0,0,0,1.7991807908401825E-5,0,1.1969452316407114E-5,0,null,null,null,null,null,8.6269999999999993E-3,6.6259999999999999E-3,1.9099999999999999E-2,1.0392999999999999E-2,0,6.7759999999999999E-3,0,0,6.4972805109579819E-3,1.14E-2,1.01E-2,6.4846000000000001E-2,0]
[778,1.0671E-2,8.4049999999999993E-3,7.4722E-3,7.1998000000000001E-3,1.0501E-2,7.0531999999999999E-3,1.9982E-2,4.2111999999999997E-2,3.7523000000000001E-2,1.3837999999999999E-3,1.4004E-3,1.0215999999999999E-3,0,0.14774999999999999,5.1545000000000001E-2,3.6341999999999999E-2,6.2919000000000003E-2,6.3794000000000003E-2,5.3245000000000001E-2,2.1468000000000001E-2,2.0882999999999999E-2,2.3182000000000001E-2,0,1.892E-3,0,1.4415000000000001E-2,5.4719999999999997E-4,5.7266999999999998E-2,3.0719E-2,0,0,0,0,2.9799999999999998E-4,0,0,1.7596000000000001E-3,0,1.1102E-3,1.9880000000000001E-4,0,0,2.6538E-3,0,1.6513E-2,6.5887999999999997E-3,3.2796000000000001E-3,0,0,0,0,3.9405999999999998E-3,3.9405999999999998E-3,3.9373999999999998E-3,3.9405999999999998E-3,3.2606000000000003E-2,0.10390000000000001,0.14061999999999999,8.1015000000000004E-2,0.24251,0.28827000000000003,6.4935000000000007E-2,0.34134999999999999,7.3171E-2,0.40594000000000002,0.14000000000000001,6.0174999999999999E-2,0.12519,0.19714999999999999,0.16755,0.35416999999999998,8.4142999999999996E-2,0,0.11248,0,0.99894000000000005,0.99919999999999998,0.96199999999999997,0.98343999999999998,0.83223999999999998,0.99692000000000003,0.99095,0.99778999999999995,0.9748,0.99412,0.99600999999999995,0.99494000000000005,0.99865999999999999,0.97340000000000004,1.2038999999999999E-2,0,1.2070000000000001E-2,6.1024E-3,8.6929999999999993E-3,0,0,0,0,1.1837E-2,1.0101000000000001E-2,0,1.0309E-2,1.8693999999999999E-2,5.0986E-3,0,0,0,0,9.3800000000000003E-5,1.4880000000000001E-4,1.2324E-2,0,0,0,0,4.6279999999999997E-4,0,0,0,0,5.7809999999999997E-3,2.7978E-3,3.9722000000000004E-3,0,0,0,6.9560000000000004E-3,6.0610000000000004E-3,0,0,0,0,0,0,5.1279999999999997E-3,0,0,4.0816000000000003E-3,0,0,0,0,0,9.5251999999999993E-3,4.8615999999999998E-3,5.1519999999999995E-4,9.3919999999999995E-4,4.0519999999999998E-4,6.9099999999999999E-4,4.8579999999999999E-4,3.5520000000000001E-4,4.8519999999999998E-4,5.5060000000000005E-4,4.0640000000000001E-4,5.9420000000000002E-3,6.2040000000000001E-4,5.5179999999999997E-4,5.5639999999999997E-4,5.1340000000000001E-4,3.5500000000000001E-4,5.8E-4,4.6900000000000002E-4,4.84E-4,5.0379999999999999E-4,0,0,2.5316000000000002E-3,2.9296000000000001E-3,2.2460000000000001E-2,0.05,1.2094000000000001E-2,2.7718E-2,1.5875E-2,1.9474999999999999E-2,5.1339999999999997E-2,4.2084999999999997E-2,3.3466999999999997E-2,1.0199E-2,3.4051999999999999E-2,9.1027999999999994E-3,1.0199E-2,2.9142999999999999E-2,1.8520999999999999E-2,1.3852E-2,4.8291000000000001E-2,2.3709000000000001E-2,1.7061E-2,1.023E-2,9.9348000000000006E-3,8.7711999999999998E-3,4.1306000000000002E-2,4.3375999999999998E-2,2.4792999999999999E-2,3.6505000000000003E-2,2.7216000000000001E-2,5.8500000000000003E-2,3.0745000000000001E-2,3.1966000000000001E-2,3.9225000000000003E-2,3.2751000000000002E-2,3.1449999999999999E-2,3.1607999999999997E-2,3.2120999999999997E-2,2.2061000000000001E-2,3.9307000000000002E-2,1.061E-2,7.574E-3,4.0398000000000003E-2,4.8249E-2,5.0742000000000002E-2,3.2542000000000001E-2,3.9831999999999999E-2,1.9390999999999999E-2,3.9884000000000003E-2,3.9572000000000003E-2,3.968E-2,3.372E-2,5.4587999999999998E-2,4.7356000000000002E-2,3.2927999999999999E-2,3.4421E-2,3.4849999999999999E-2,3.5748000000000002E-2,0,2.3827000000000001E-2,1.2959999999999999E-2,3.5742999999999997E-2,1.3238E-2,2.9581E-2,1.6063000000000001E-2,1.2213E-2,0,3.1701E-2,3.0852999999999998E-2,3.2057000000000002E-2,3.1036999999999999E-2,3.2091000000000001E-2,2.9212999999999999E-2,4.3737999999999999E-2,3.5293999999999999E-2,3.9205999999999998E-2,2.1597000000000002E-2,1.0133E-2,1.2756E-2,3.4502999999999999E-2,2.4739000000000001E-2,1.1107000000000001E-2,2.7585999999999999E-3,3.7863000000000001E-2,3.1222E-2,1.7284000000000001E-2,4.3173000000000003E-2,1.4768999999999999E-2,3.4766999999999999E-2,4.8738999999999998E-2,2.4611999999999998E-2,5.0535999999999998E-2,2.0634E-2,2.0934999999999999E-2,2.1114000000000001E-2,2.0468E-2,2.4655E-2,2.3553000000000001E-2,3.8965E-2,1.1354E-2,3.0887999999999999E-2,2.3394000000000002E-2,2.1663000000000002E-2,2.2662000000000002E-2,2.9611999999999999E-2,3.0346999999999999E-2,5.7657E-2,3.5867000000000003E-2,3.1294000000000002E-2,9.8972000000000001E-3,3.0970000000000001E-2,2.0397999999999999E-2,1.6906000000000001E-2,7.4596000000000003E-3,2.2276000000000001E-2,2.3E-2,3.0997E-2,3.0360000000000002E-2,3.0280000000000001E-2,4.7065000000000003E-2,4.4689E-2,6.5800999999999998E-2,1.0070000000000001E-2,7.3634E-3,8.0704000000000001E-3,9.1445999999999993E-3,8.5597999999999994E-3,5.9449000000000002E-2,2.1871000000000002E-2,2.1283E-2,5.7618000000000003E-2,4.3847999999999998E-2,0.76892000000000005,0.69742999999999999,0.61845000000000006,4.4226865081494048E-3,0.48835000000000001,0.44334000000000001,0.40816999999999998,0.77201213167132254,0.98921000000000003,0.99385999999999997,0.99524000000000001,0.99697000000000002,0.99919000000000002,0.98809999999999998,0.92266999999999999,0.82903000000000004,1,0,0,0,0,0,0,1.3344869103093515E-6,0,0,0,0,0,0,0,0,0,1.5970488675520755E-5,6.7342143665882759E-6,2.3247308490681462E-5,0,0,0,5.9228255850030109E-5,0,0,0,2.0555746232275851E-5,0,5.7808156270766631E-6,0,null,null,null,null,null,8.2609999999999992E-3,6.4790000000000004E-3,1.7899999999999999E-2,1.0093E-2,0,6.6100000000000004E-3,0,0,6.2892603105091866E-3,1.0200000000000001E-2,8.3999999999999995E-3,6.4846000000000001E-2,0]
[779,1.0259000000000001E-2,8.0619999999999997E-3,7.0326E-3,6.7374000000000002E-3,1.0156999999999999E-2,6.7466000000000002E-3,1.9167E-2,4.0411000000000002E-2,3.5929000000000003E-2,1.3024E-3,1.3182000000000001E-3,8.7580000000000004E-4,0,0.15434999999999999,6.5138000000000001E-2,4.5862E-2,7.8518000000000004E-2,5.9993999999999999E-2,5.4497999999999998E-2,1.0734E-2,2.0584000000000002E-2,2.3306E-2,0,9.4600000000000001E-4,0,1.3799000000000001E-2,2.7359999999999998E-4,5.5534E-2,3.0422999999999999E-2,0,0,0,0,1.4899999999999999E-4,0,0,1.6508E-3,0,1.1026E-3,9.9400000000000004E-5,0,0,2.8963999999999999E-3,0,1.7288000000000001E-2,6.4333999999999997E-3,3.1757999999999999E-3,0,0,0,0,4.3007999999999996E-3,4.3007999999999996E-3,4.2972000000000002E-3,4.3007999999999996E-3,3.3459999999999997E-2,0.10799,0.13997999999999999,7.7794000000000002E-2,0.2414,0.28682999999999997,6.4935000000000007E-2,0.35149000000000002,7.3171E-2,0.41832000000000003,0.13428999999999999,6.2628000000000003E-2,0.12103,0.18328,0.17041999999999999,0.36562,8.3755999999999997E-2,0,0.11197,0,0.99858999999999998,0.99892999999999998,0.96599999999999997,0.98214999999999997,0.82857000000000003,0.99846000000000001,0.99546999999999997,0.99890000000000001,0.98740000000000006,0.99705999999999995,0.99800999999999995,0.99746999999999997,0.99933000000000005,0.97340000000000004,1.2019E-2,0,1.226E-2,5.7191999999999998E-3,8.6929999999999993E-3,0,0,0,0,1.1702000000000001E-2,1.0101000000000001E-2,0,1.0309E-2,1.8124000000000001E-2,4.9487999999999997E-3,0,0,0,0,5.4400000000000001E-5,8.9400000000000005E-5,1.2133E-2,0,0,0,0,4.104E-4,0,0,0,0,5.7809999999999997E-3,2.8674E-3,4.1066000000000002E-3,0,0,0,7.2630000000000004E-3,6.0610000000000004E-3,0,0,0,0,0,0,5.3030000000000004E-3,0,0,2.0408000000000002E-3,0,0,0,0,0,9.6056000000000006E-3,4.7777999999999996E-3,5.3660000000000003E-4,8.9860000000000005E-4,4.1859999999999998E-4,6.7199999999999996E-4,5.1840000000000002E-4,3.166E-4,5.3660000000000003E-4,4.9879999999999998E-4,3.9819999999999998E-4,5.7429999999999998E-3,6.2319999999999997E-4,5.4339999999999998E-4,5.4219999999999995E-4,4.9819999999999997E-4,3.5E-4,5.3799999999999996E-4,4.5800000000000002E-4,4.6500000000000003E-4,5.1940000000000005E-4,0,0,2.3998000000000001E-3,2.9198000000000002E-3,2.2078E-2,0.05,1.1845E-2,2.6664E-2,1.5375E-2,1.9071000000000001E-2,4.9882000000000003E-2,4.0418999999999997E-2,3.3064999999999997E-2,9.9243999999999999E-3,3.3014000000000002E-2,8.8453999999999998E-3,9.9243999999999999E-3,2.8284E-2,1.8120000000000001E-2,1.3439E-2,4.6931E-2,2.2817E-2,1.3993E-2,8.3157999999999999E-3,8.2463999999999992E-3,7.3525999999999999E-3,4.0170999999999998E-2,4.2104999999999997E-2,2.4122999999999999E-2,3.5441E-2,2.6488999999999999E-2,5.7928E-2,2.9898999999999998E-2,3.0986E-2,3.8628000000000003E-2,3.1817999999999999E-2,3.0467000000000001E-2,3.0790000000000001E-2,3.1212E-2,2.1392999999999999E-2,3.8045000000000002E-2,1.0383999999999999E-2,7.3639999999999999E-3,3.9239999999999997E-2,4.7847000000000001E-2,5.0703999999999999E-2,3.2462999999999999E-2,3.8664999999999998E-2,1.8853000000000002E-2,3.8710000000000001E-2,3.8405000000000002E-2,3.8517000000000003E-2,3.3438000000000002E-2,5.3531000000000002E-2,4.6249999999999999E-2,3.2064000000000002E-2,3.3502999999999998E-2,3.4015999999999998E-2,3.4782E-2,0,2.3334000000000001E-2,1.0718E-2,3.5955000000000001E-2,1.1028E-2,2.8688999999999999E-2,1.5848000000000001E-2,1.0765E-2,0,3.1035E-2,3.0092000000000001E-2,3.1165999999999999E-2,3.0214999999999999E-2,3.1196999999999999E-2,2.8485E-2,4.3573000000000001E-2,3.4271000000000003E-2,3.7824999999999998E-2,2.1063999999999999E-2,9.0244000000000001E-3,1.2023000000000001E-2,3.3334000000000003E-2,2.4183E-2,9.3824000000000008E-3,2.5287999999999999E-3,3.7296000000000003E-2,3.0324E-2,1.6948000000000001E-2,4.1799999999999997E-2,1.4308E-2,3.3961999999999999E-2,4.7271000000000001E-2,2.3914000000000001E-2,5.0354999999999997E-2,2.0042000000000001E-2,2.0365000000000001E-2,2.0534E-2,1.9921000000000001E-2,2.4223999999999999E-2,2.2943999999999999E-2,3.7671999999999997E-2,1.1121000000000001E-2,3.0013999999999999E-2,2.2783000000000001E-2,2.1191999999999999E-2,2.2137E-2,2.8923000000000001E-2,2.9581E-2,5.7202000000000003E-2,3.5871E-2,3.0341E-2,9.7526000000000002E-3,3.0143E-2,1.9796000000000001E-2,1.6279999999999999E-2,7.2798000000000003E-3,2.1701000000000002E-2,2.2502000000000001E-2,2.9863000000000001E-2,2.9867999999999999E-2,3.1248999999999999E-2,4.7121000000000003E-2,4.3423999999999997E-2,6.3880000000000006E-2,1.0015E-2,7.1621999999999996E-3,7.7142000000000001E-3,8.8377999999999998E-3,8.4784000000000005E-3,5.9365000000000001E-2,2.1281000000000001E-2,2.0704E-2,5.6316999999999999E-2,4.2615E-2,0.76441000000000003,0.69349000000000005,0.61506000000000005,4.4008628578881244E-3,0.48579,0.44106000000000001,0.40610000000000002,0.76918834806375724,0.99460000000000004,0.99692999999999998,0.99761999999999995,0.99848999999999999,0.99960000000000004,0.98768999999999996,0.92169999999999996,0.82774999999999999,1,0,0,0,0,0,0,1.0108506103279069E-6,0,3.2929499411693541E-6,0,0,0,0,0,0,0,6.8404124249354936E-6,0,1.110332777898293E-5,0,0,0,5.6304954341612756E-5,0,0,0,1.9606319256126881E-5,0,0,0,null,null,null,null,null,7.9109999999999996E-3,6.3359999999999996E-3,1.66E-2,9.7940000000000006E-3,0,6.4089999999999998E-3,0,0,6.1011033892083583E-3,1.04E-2,8.3000000000000001E-3,6.4846000000000001E-2,0]
[780,9.8469999999999999E-3,7.7190000000000002E-3,6.5929999999999999E-3,6.2750000000000002E-3,9.8139999999999998E-3,6.4400000000000004E-3,1.8350999999999999E-2,3.8710000000000001E-2,3.4334999999999997E-2,1.2210000000000001E-3,1.2359999999999999E-3,7.2999999999999996E-4,0,0.16095000000000001,7.8730999999999995E-2,5.5382000000000001E-2,9.4117000000000006E-2,5.6194000000000001E-2,5.5751000000000002E-2,0,2.0285999999999998E-2,2.3429999999999999E-2,0,0,0,1.3184E-2,0,5.3801000000000002E-2,3.0126E-2,0,0,0,0,0,0,0,1.542E-3,0,1.0950000000000001E-3,0,0,0,3.1389999999999999E-3,0,1.8062999999999999E-2,6.2779999999999997E-3,3.0720000000000001E-3,0,0,0,0,4.6610000000000002E-3,4.6610000000000002E-3,4.6569999999999997E-3,4.6610000000000002E-3,3.4313999999999997E-2,0.11208,0.13933000000000001,7.4571999999999999E-2,0.24027999999999999,0.28538999999999998,6.4935000000000007E-2,0.36164000000000002,7.3171E-2,0.43069000000000002,0.12856999999999999,6.5081E-2,0.11687,0.1694,0.17329,0.37707000000000002,8.3368999999999999E-2,0,0.11144999999999999,0,0.99822999999999995,0.99865999999999999,0.97,0.98085,0.82489000000000001,1,1,1,1,1,1,1,1,0.97340000000000004,1.2E-2,0,1.2451E-2,5.3359999999999996E-3,8.6929999999999993E-3,0,0,0,0,1.1568E-2,1.0101000000000001E-2,0,1.0309E-2,1.7554E-2,4.7990000000000003E-3,0,0,0,0,1.5E-5,3.0000000000000001E-5,1.1941999999999999E-2,0,0,0,0,3.5799999999999997E-4,0,0,0,0,5.7809999999999997E-3,2.9369999999999999E-3,4.241E-3,0,0,0,7.5700000000000003E-3,6.0610000000000004E-3,0,0,0,0,0,0,5.4780000000000002E-3,0,0,0,0,0,0,0,0,9.6860000000000002E-3,4.6940000000000003E-3,5.5800000000000001E-4,8.5800000000000004E-4,4.3199999999999998E-4,6.5300000000000004E-4,5.5099999999999995E-4,2.7799999999999998E-4,5.8799999999999998E-4,4.4700000000000002E-4,3.8999999999999999E-4,5.5440000000000003E-3,6.2600000000000004E-4,5.3499999999999999E-4,5.2800000000000004E-4,4.8299999999999998E-4,3.4499999999999998E-4,4.9600000000000002E-4,4.4700000000000002E-4,4.46E-4,5.3499999999999999E-4,0,0,2.2680000000000001E-3,2.9099999999999998E-3,2.1696E-2,0.05,1.1596E-2,2.5610000000000001E-2,1.4874999999999999E-2,1.8665999999999999E-2,4.8424000000000002E-2,3.8753000000000003E-2,3.2662999999999998E-2,9.6500000000000006E-3,3.1975999999999997E-2,8.5880000000000001E-3,9.6500000000000006E-3,2.7425999999999999E-2,1.772E-2,1.3025999999999999E-2,4.5569999999999999E-2,2.1925E-2,1.0925000000000001E-2,6.4019999999999997E-3,6.5579999999999996E-3,5.934E-3,3.9035E-2,4.0835000000000003E-2,2.3453000000000002E-2,3.4376999999999998E-2,2.5762E-2,5.7355000000000003E-2,2.9054E-2,3.0006000000000001E-2,3.8030000000000001E-2,3.0886E-2,2.9484E-2,2.9973E-2,3.0303E-2,2.0725E-2,3.6783000000000003E-2,1.0158E-2,7.1539999999999998E-3,3.8081999999999998E-2,4.7445000000000001E-2,5.0666000000000003E-2,3.2384000000000003E-2,3.7497000000000003E-2,1.8314E-2,3.7537000000000001E-2,3.7238E-2,3.7353999999999998E-2,3.3154999999999997E-2,5.2474E-2,4.5144999999999998E-2,3.1199999999999999E-2,3.2584000000000002E-2,3.3182999999999997E-2,3.3815999999999999E-2,0,2.2841E-2,8.4759999999999992E-3,3.6165999999999997E-2,8.8190000000000004E-3,2.7796999999999999E-2,1.5633999999999999E-2,9.3159999999999996E-3,0,3.0367999999999999E-2,2.9332E-2,3.0276000000000001E-2,2.9392999999999999E-2,3.0303E-2,2.7758000000000001E-2,4.3408000000000002E-2,3.3248E-2,3.6443999999999997E-2,2.0532000000000002E-2,7.9159999999999994E-3,1.1291000000000001E-2,3.2163999999999998E-2,2.3626999999999999E-2,7.6579999999999999E-3,2.2989999999999998E-3,3.6727999999999997E-2,2.9426000000000001E-2,1.6612999999999999E-2,4.0426999999999998E-2,1.3846000000000001E-2,3.3156999999999999E-2,4.5803000000000003E-2,2.3216000000000001E-2,5.0174000000000003E-2,1.9449999999999999E-2,1.9795E-2,1.9955000000000001E-2,1.9373999999999999E-2,2.3792000000000001E-2,2.2335000000000001E-2,3.6378000000000001E-2,1.0888E-2,2.9139999999999999E-2,2.2171E-2,2.0721E-2,2.1611999999999999E-2,2.8233000000000001E-2,2.8815E-2,5.6745999999999998E-2,3.5875999999999998E-2,2.9388000000000001E-2,9.6080000000000002E-3,2.9315999999999998E-2,1.9195E-2,1.5654000000000001E-2,7.1000000000000004E-3,2.1125999999999999E-2,2.2003999999999999E-2,2.8729000000000001E-2,2.9374999999999998E-2,3.2217999999999997E-2,4.7176999999999997E-2,4.2159000000000002E-2,6.1959E-2,9.9600000000000001E-3,6.9610000000000002E-3,7.358E-3,8.5310000000000004E-3,8.397E-3,5.9281E-2,2.0691000000000001E-2,2.0126000000000002E-2,5.5017000000000003E-2,4.1381000000000001E-2,0.75988999999999995,0.68954000000000004,0.61167000000000005,4.3923231686554742E-3,0.48324,0.43878,0.40403,0.76636407323796951,1,1,1,1,1,0.98726999999999998,0.92073000000000005,0.82645999999999997,1,0,0,0,0,0,0,4.220775196017712E-8,0,8.2364749687258154E-6,0,0,0,0,0,0,0,0,0,0,0,0,0,5.0991366151720285E-5,0,0,0,1.6502577636856586E-5,0,0,0,null,null,null,null,null,7.5700000000000003E-3,6.1939999999999999E-3,1.6899999999999998E-2,9.495E-3,0,6.1890000000000001E-3,0,0,5.9228781074815978E-3,9.5999999999999992E-3,8.9999999999999993E-3,6.4846000000000001E-2,0]

{"sheet":"CES","index":13,"n_rows":402,"n_cols":101,"rows_kept":402,"cut":false,"hidden":true,"merged":[]}
["Wavelength (nm)",null,"CES01","CES02","CES03","CES04","CES05","CES06","CES07","CES08","CES09","CES10","CES11","CES12","CES13","CES14","CES15","CES16","CES17","CES18","CES19","CES20","CES21","CES22","CES23","CES24","CES25","CES26","CES27","CES28","CES29","CES30","CES31","CES32","CES33","CES34","CES35","CES36","CES37","CES38","CES39","CES40","CES41","CES42","CES43","CES44","CES45","CES46","CES47","CES48","CES49","CES50","CES51","CES52","CES53","CES54","CES55","CES56","CES57","CES58","CES59","CES60","CES61","CES62","CES63","CES64","CES65","CES66","CES67","CES68","CES69","CES70","CES71","CES72","CES73","CES74","CES75","CES76","CES77","CES78","CES79","CES80","CES81","CES82","CES83","CES84","CES85","CES86","CES87","CES88","CES89","CES90","CES91","CES92","CES93","CES94","CES95","CES96","CES97","CES98","CES99"]
[380,1,0.63590000000000002,0.26150000000000001,1.0000000000000001E-5,0.47376000000000001,0.13350999999999999,4.5249999999999999E-2,5.8299999999999998E-2,5.8180000000000003E-2,4.1570000000000003E-2,0.19983000000000001,3.9510000000000003E-2,0.24167,4.3369999999999999E-2,0.34139999999999998,0.16991999999999999,3.4660000000000003E-2,3.0800000000000001E-2,7.3099999999999998E-2,0.1202,2.5090000000000001E-2,0.12356,1.2E-4,0.37852999999999998,0.2515,0.10281,0.16880000000000001,6.4619999999999997E-2,4.58E-2,3.9809999999999998E-2,3.0429999999999999E-2,4.4010000000000001E-2,4.2900000000000001E-2,0.17315,4.3889999999999998E-2,5.2449999999999997E-2,3.431E-2,5.0279999999999998E-2,0.11323,4.5659999999999999E-2,7.4999999999999997E-2,0.4098,6.5979999999999997E-2,6.7100000000000007E-2,4.3900000000000002E-2,5.5399999999999998E-2,0.11260000000000001,0.14460000000000001,8.7760000000000005E-2,5.6999999999999998E-4,7.8829999999999997E-2,9.9500000000000005E-2,5.8599999999999999E-2,7.7899999999999997E-2,0.47189999999999999,0.30073,0.23150000000000001,0.13469999999999999,0.10606,0.4345,0.43709999999999999,0.28872999999999999,0.17008999999999999,2.3529999999999999E-2,0.22325999999999999,6.0200000000000002E-3,0.1249,0.14699999999999999,0.22148999999999999,0.13225000000000001,0.31794,5.04E-2,0.37756000000000001,0.16159999999999999,3.388E-2,5.0900000000000001E-2,0.28860000000000002,2.8049999999999999E-2,0.12947,0.56749000000000005,0.31684000000000001,0.12067,0.73650000000000004,0.59570000000000001,3.3750000000000002E-2,1.4250000000000001E-2,0.50251999999999997,0.10613,0.4264,7.2749999999999995E-2,0.26169999999999999,2.9659999999999999E-2,5.2599999999999999E-3,0.23077,6.1019999999999998E-2,7.3719999999999994E-2,0.33850999999999998,0.17660000000000001,0.31040000000000001,0.2092]
[381,1,0.63590000000000002,0.26150000000000001,7.5947199999999975E-4,0.47468318400000009,0.13378785599999998,4.6261376E-2,5.8300000000000005E-2,5.8388864000000006E-2,4.1589200000000007E-2,0.19982999999999998,4.0135280000000009E-2,0.23850699200000003,4.336512E-2,0.34139999999999998,0.17030700799999995,3.4750672000000003E-2,3.1091104000000001E-2,7.3099999999999998E-2,0.1202,2.5332623999999998E-2,0.12446769600000002,1.4702879999999999E-3,0.38147548800000003,0.2515,0.101523136,0.16880000000000001,6.465056000000001E-2,4.5684704000000007E-2,4.0031280000000002E-2,3.0675375999999994E-2,4.3941839999999996E-2,4.2900000000000001E-2,0.17397905599999999,4.3889999999999998E-2,5.2449999999999997E-2,3.4604063999999997E-2,5.0273359999999996E-2,0.11364184000000001,4.5668975999999986E-2,7.5002784000000003E-2,0.4098,6.5901712000000001E-2,6.7100000000000007E-2,4.3900000000000002E-2,5.5348639999999998E-2,0.11260000000000001,0.14460000000000001,8.7840592000000009E-2,1.4501119999999999E-3,7.9265072000000006E-2,0.100079952,5.8576959999999997E-2,7.7899999999999997E-2,0.47189999999999999,0.30409871999999999,0.23150000000000001,0.13469999999999996,0.10659835199999999,0.4345,0.44177271999999995,0.29122139199999997,0.17126075199999999,2.3981200000000001E-2,0.22325999999999999,6.3773760000000006E-3,0.12490000000000001,0.14699999999999999,0.22332603199999998,0.13314980800000001,0.32151833600000002,5.04E-2,0.37955577600000007,0.16394203199999999,3.4000975999999995E-2,5.0900000000000008E-2,0.28860000000000008,2.8737055999999993E-2,0.13101211199999999,0.56891011199999997,0.32040716800000008,0.12769398399999998,0.73650000000000004,0.59570000000000001,3.3978288000000002E-2,1.3956016E-2,0.50398984000000002,0.107359696,0.42818115200000006,7.3921935999999994E-2,0.26169999999999999,2.9995872E-2,7.5339360000000015E-3,0.23239998400000003,6.1775551999999997E-2,7.5816671999999988E-2,0.34143264000000001,0.17660000000000001,0.31040000000000001,0.2092]
[382,1,0.63590000000000002,0.26150000000000001,1.80792E-3,0.47604012800000012,0.13419619200000002,4.7743488000000001E-2,5.8300000000000005E-2,5.8694576000000005E-2,4.1617280000000006E-2,0.19983000000000004,4.1050991999999994E-2,0.23390896,4.3358047999999996E-2,0.34139999999999998,0.17087307200000001,3.4883296000000008E-2,3.1517184000000011E-2,7.3099999999999998E-2,0.1202,2.5687663999999995E-2,0.12579574400000001,3.4458080000000003E-3,0.38578502399999998,0.2515,9.9642895999999995E-2,0.16880000000000003,6.4693983999999996E-2,4.5516912E-2,4.0355055999999993E-2,3.1034848E-2,4.3843920000000002E-2,4.2900000000000008E-2,0.17519262399999999,4.3890000000000005E-2,5.2449999999999997E-2,3.5047072000000005E-2,5.0263584000000007E-2,0.11422619200000002,4.5682144000000001E-2,7.5006880000000012E-2,0.4098,6.5787232000000015E-2,6.7100000000000021E-2,4.3900000000000008E-2,5.5271792E-2,0.11260000000000002,0.14460000000000003,8.7957856000000001E-2,2.7380160000000007E-3,7.9901616000000009E-2,0.100928464,5.8543264000000005E-2,7.7899999999999997E-2,0.47190000000000004,0.30902796800000004,0.23150000000000001,0.13470000000000001,0.107385568,0.43450000000000005,0.44861025599999999,0.29486599999999996,0.17297356799999999,2.4642304E-2,0.22326000000000001,6.905424000000002E-3,0.12490000000000001,0.14699999999999999,0.22601215999999999,0.13446632000000003,0.32675273600000004,5.04E-2,0.38247476800000002,0.16737000000000002,3.4177951999999998E-2,5.0900000000000008E-2,0.28860000000000008,2.9734975999999996E-2,0.13326913599999998,0.57098688000000009,0.32563284800000003,0.13789982400000003,0.73650000000000015,0.59570000000000012,3.4312240000000001E-2,1.3523232000000001E-2,0.50613940800000001,0.10915952000000001,0.43078619200000001,7.5638047999999999E-2,0.26169999999999993,3.0533776000000002E-2,1.0819503999999999E-2,0.23478361600000006,6.2881584000000004E-2,7.8890544000000007E-2,0.34570764800000003,0.17660000000000003,0.31040000000000001,0.20920000000000002]
[383,1,0.63590000000000002,0.26150000000000001,3.1506879999999991E-3,0.47741955200000002,0.134667008,4.9561279999999999E-2,5.8300000000000012E-2,5.9047888000000007E-2,4.1651359999999998E-2,0.19983000000000004,4.2170624000000011E-2,0.22826172800000002,4.3349295999999995E-2,0.34139999999999998,0.17156065600000001,3.5044399999999996E-2,3.2036544E-2,7.3099999999999998E-2,0.1202,2.6120704000000002E-2,0.127412672,5.8390880000000001E-3,0.39093351999999998,0.2515,9.7375136000000015E-2,0.16880000000000001,6.475916800000002E-2,4.531240000000001E-2,4.0748992000000005E-2,3.1438880000000002E-2,4.3747120000000007E-2,4.2900000000000008E-2,0.17665867199999999,4.3889999999999998E-2,5.244999999999999E-2,3.5624480000000007E-2,5.0251887999999995E-2,0.114831504,4.5698111999999999E-2,7.5011696000000003E-2,0.4098,6.5648432000000007E-2,6.7100000000000007E-2,4.3900000000000002E-2,5.5195424000000007E-2,0.11260000000000002,0.14460000000000001,8.8103760000000003E-2,4.2961600000000011E-3,8.0676000000000012E-2,0.10196081600000001,5.8502368000000006E-2,7.7899999999999997E-2,0.47189999999999999,0.31497185599999999,0.23150000000000004,0.13470000000000001,0.10834838400000001,0.43450000000000005,0.45683083200000008,0.29929948799999995,0.17505790399999999,2.5452048000000001E-2,0.22325999999999999,7.5668320000000025E-3,0.12490000000000001,0.14699999999999999,0.22928148800000003,0.13606851200000003,0.33312169600000002,5.04E-2,0.3860208,0.17155332799999998,3.4393168000000002E-2,5.0900000000000001E-2,0.28860000000000002,3.1117936000000006E-2,0.13602168000000003,0.57350612800000011,0.33194132800000009,0.15033254400000004,0.73650000000000004,0.59570000000000012,3.4718991999999997E-2,1.3083008E-2,0.50874801599999997,0.11135462400000001,0.433949152,7.7736000000000013E-2,0.26170000000000004,3.1315679999999999E-2,1.4937471999999999E-2,0.23767796799999999,6.4231536000000006E-2,8.2668975999999991E-2,0.350905456,0.17660000000000003,0.31040000000000001,0.2092]
[384,1,0.63590000000000002,0.26150000000000001,4.7701759999999992E-3,0.478184096,0.135091344,5.1486032000000001E-2,5.8299999999999998E-2,5.936992E-2,4.1686640000000004E-2,0.19983000000000004,4.3348416000000001E-2,0.22221873599999997,4.3339743999999999E-2,0.34139999999999998,0.17227375999999997,3.5211503999999998E-2,3.257926399999999E-2,7.3099999999999998E-2,0.1202,2.6573983999999995E-2,0.1290984,8.3050879999999987E-3,0.396060576,0.2515,9.5060255999999996E-2,0.16880000000000001,6.4858752000000006E-2,4.5097567999999998E-2,4.1159007999999997E-2,3.1777391999999995E-2,4.3698799999999996E-2,4.2900000000000001E-2,0.17815831999999998,4.3889999999999998E-2,5.2450000000000004E-2,3.6304048000000005E-2,5.0240272000000002E-2,0.11522513599999999,4.5714559999999994E-2,7.5016271999999995E-2,0.4098,6.5505071999999998E-2,6.7100000000000007E-2,4.3900000000000002E-2,5.5159856000000007E-2,0.11260000000000001,0.14460000000000001,8.8264304000000002E-2,5.8961439999999999E-3,8.1481823999999994E-2,0.103035328,5.8460031999999995E-2,7.7899999999999997E-2,0.47189999999999999,0.32102742400000001,0.23149999999999998,0.13469999999999999,0.10936336000000001,0.4345,0.46514540799999993,0.30391273600000002,0.17722847999999999,2.6306911999999998E-2,0.22325999999999999,8.2953600000000016E-3,0.1249,0.14699999999999999,0.23268745599999999,0.13773718399999998,0.339753056,5.04E-2,0.38969963200000002,0.17593673599999998,3.4616943999999997E-2,5.0900000000000001E-2,0.28859999999999997,3.2978815999999994E-2,0.13890158399999999,0.57611113600000008,0.33837868800000004,0.16339622400000001,0.73650000000000004,0.59570000000000001,3.5143504000000006E-2,1.2839023999999999E-2,0.51144790400000006,0.11365156800000001,0.43722651200000001,7.9942352000000008E-2,0.26169999999999999,3.2385264000000004E-2,1.9567919999999999E-2,0.24067792000000002,6.5646367999999997E-2,8.6688448000000001E-2,0.35630838399999998,0.17660000000000001,0.31040000000000001,0.2092]
[385,1,0.63590000000000002,0.26150000000000001,6.6299999999999996E-3,0.47793000000000002,0.13539999999999999,5.3370000000000001E-2,5.8299999999999998E-2,5.9610000000000003E-2,4.172E-2,0.19983000000000001,4.4490000000000002E-2,0.21622,4.333E-2,0.34139999999999998,0.17294999999999999,3.5369999999999999E-2,3.3099999999999997E-2,7.3099999999999998E-2,0.1202,2.7009999999999999E-2,0.13070999999999999,1.0619999999999999E-2,0.40061000000000002,0.2515,9.2920000000000003E-2,0.16880000000000001,6.5000000000000002E-2,4.4889999999999999E-2,4.1549999999999997E-2,3.1980000000000001E-2,4.3729999999999998E-2,4.2900000000000001E-2,0.17954999999999999,4.3889999999999998E-2,5.2449999999999997E-2,3.7069999999999999E-2,5.0229999999999997E-2,0.11525000000000001,4.573E-2,7.5020000000000003E-2,0.4098,6.5369999999999998E-2,6.7100000000000007E-2,4.3900000000000002E-2,5.5190000000000003E-2,0.11260000000000001,0.14460000000000001,8.8429999999999995E-2,7.3899999999999999E-3,8.2250000000000004E-2,0.10406,5.842E-2,7.7899999999999997E-2,0.47189999999999999,0.32661000000000001,0.23150000000000001,0.13469999999999999,0.11035,0.4345,0.47271999999999997,0.30830999999999997,0.17929999999999999,2.7140000000000001E-2,0.22325999999999999,9.0500000000000008E-3,0.1249,0.14699999999999999,0.23594000000000001,0.13933000000000001,0.34608,5.04E-2,0.39318999999999998,0.18015999999999999,3.483E-2,5.0900000000000001E-2,0.28860000000000002,3.5369999999999999E-2,0.14166999999999999,0.57857000000000003,0.34433000000000002,0.17602000000000001,0.73650000000000004,0.59570000000000001,3.5549999999999998E-2,1.2919999999999999E-2,0.51400000000000001,0.11586,0.44033,8.208E-2,0.26169999999999999,3.3790000000000001E-2,2.4479999999999998E-2,0.24351999999999999,6.701E-2,9.0649999999999994E-2,0.36144999999999999,0.17660000000000001,0.31040000000000001,0.2092]
[386,1,0.63590000000000002,0.26150000000000001,8.7133440000000013E-3,0.47671940800000007,0.13560449599999999,5.5233424000000003E-2,5.8300000000000005E-2,5.9775296000000006E-2,4.1752048E-2,0.19982999999999998,4.5607743999999999E-2,0.21021648000000001,4.3320096000000002E-2,0.34139999999999998,0.17359767999999998,3.5522336000000002E-2,3.3605039999999996E-2,7.3099999999999998E-2,0.1202,2.7432191999999998E-2,0.13226143999999998,1.2818767999999998E-2,0.40466273600000002,0.2515,9.0920784000000004E-2,0.16880000000000001,6.518088000000001E-2,4.4690832000000007E-2,4.1928783999999997E-2,3.2057136E-2,4.3838976000000002E-2,4.2900000000000001E-2,0.180856304,4.3889999999999998E-2,5.2449999999999997E-2,3.7946719999999989E-2,5.0220719999999996E-2,0.11493160000000002,4.5744831999999992E-2,7.5023248000000015E-2,0.4098,6.5241488E-2,6.7100000000000007E-2,4.3900000000000002E-2,5.5280784000000006E-2,0.11260000000000001,0.14460000000000001,8.860188799999999E-2,8.8010879999999986E-3,8.299161599999999E-2,0.10504951999999999,5.8381920000000004E-2,7.7899999999999997E-2,0.47189999999999999,0.331808304,0.23150000000000001,0.13469999999999996,0.11132094399999999,0.4345,0.47967835200000003,0.31255155200000001,0.18130070399999998,2.7960176000000003E-2,0.22325999999999999,9.8428640000000015E-3,0.12490000000000001,0.14699999999999999,0.23908422400000001,0.14086923200000001,0.352189904,5.04E-2,0.396540016,0.18427353600000002,3.5035327999999998E-2,5.0900000000000008E-2,0.28860000000000008,3.8292064000000001E-2,0.14436156799999997,0.58091073600000021,0.34989276800000013,0.188332624,0.73650000000000004,0.59570000000000001,3.594399999999999E-2,1.3318544E-2,0.51643791999999999,0.11800515200000002,0.44329179200000002,8.4176896000000001E-2,0.26169999999999999,3.5571744000000002E-2,2.9703056000000002E-2,0.24624457599999999,6.8341343999999984E-2,9.4610751999999979E-2,0.36640350399999994,0.17660000000000001,0.31040000000000001,0.2092]
[387,1,0.63590000000000002,0.26150000000000001,1.1029968000000001E-2,0.47452875200000005,0.13570020800000002,5.7054960000000002E-2,5.8300000000000005E-2,5.9861407999999998E-2,4.1782799999999995E-2,0.19983000000000004,4.6687983999999995E-2,0.20424732800000001,4.3310255999999998E-2,0.34139999999999998,0.17420929600000001,3.566776E-2,3.4088944000000003E-2,7.3099999999999998E-2,0.1202,2.7832624E-2,0.13372467200000002,1.4884528000000003E-2,0.40816943999999999,0.2515,8.9077535999999999E-2,0.16880000000000003,6.540100800000001E-2,4.4508080000000005E-2,4.2295232000000009E-2,3.2003760000000006E-2,4.403056000000001E-2,4.2900000000000008E-2,0.18206699200000001,4.3890000000000005E-2,5.2449999999999997E-2,3.8957760000000001E-2,5.0212288000000001E-2,0.114290064,4.5759231999999997E-2,7.5026496000000012E-2,0.4098,6.5120992000000003E-2,6.7100000000000021E-2,4.3900000000000008E-2,5.5432863999999998E-2,0.11260000000000002,0.14460000000000003,8.8778960000000004E-2,1.011856E-2,8.3701840000000013E-2,0.105997296,5.8346528000000002E-2,7.7899999999999997E-2,0.47190000000000004,0.33657401599999998,0.23150000000000001,0.13470000000000001,0.112270224,0.43450000000000005,0.48594715199999994,0.316603888,0.18321470400000001,2.8757408000000005E-2,0.22326000000000001,1.0674192000000001E-2,0.12490000000000001,0.14699999999999999,0.24209700800000003,0.14234371200000004,0.35803713599999998,5.04E-2,0.39972192000000001,0.18823468800000001,3.5231407999999999E-2,5.0900000000000008E-2,0.28860000000000008,4.1764816000000003E-2,0.14695071999999998,0.58310044800000005,0.35501628800000007,0.20026326400000002,0.73650000000000015,0.59570000000000012,3.6322592000000001E-2,1.4067887999999999E-2,0.51873705599999997,0.12006182400000001,0.44606515200000002,8.6217120000000008E-2,0.26169999999999993,3.7764239999999998E-2,3.5250911999999995E-2,0.248831248,6.9631776000000006E-2,9.8557376000000002E-2,0.37113449599999998,0.17660000000000003,0.31040000000000001,0.20920000000000002]
[388,1,0.63590000000000002,0.26150000000000001,1.3365072E-2,0.47150977599999994,0.1357112,5.887833600000001E-2,5.8300000000000012E-2,5.9882800000000007E-2,4.1812352000000004E-2,0.19983000000000004,4.7757264000000001E-2,0.19836193599999999,4.3300416000000001E-2,0.34139999999999998,0.17479859200000003,3.5807984000000001E-2,3.4562288000000004E-2,7.3099999999999998E-2,0.1202,2.8224816000000003E-2,0.13514790400000001,1.6855168E-2,0.411255184,0.2515,8.7362208000000025E-2,0.16880000000000001,6.5652336000000006E-2,4.4332447999999997E-2,4.2651200000000007E-2,3.1841504000000007E-2,4.4296863999999998E-2,4.2900000000000008E-2,0.18320888000000002,4.3889999999999998E-2,5.244999999999999E-2,4.0106640000000006E-2,5.0204576000000001E-2,0.11326180800000001,4.5773151999999998E-2,7.5029183999999999E-2,0.4098,6.5005855999999987E-2,6.7100000000000007E-2,4.3900000000000002E-2,5.5632944000000004E-2,0.11260000000000002,0.14460000000000001,8.895979200000001E-2,1.1368592000000002E-2,8.4391024000000009E-2,0.106917312,5.8312576000000012E-2,7.7899999999999997E-2,0.47189999999999999,0.34102244800000009,0.23150000000000004,0.13470000000000001,0.11320734400000003,0.43450000000000005,0.49170435200000007,0.32053326400000004,0.18507366400000003,2.9551920000000006E-2,0.22325999999999999,1.1560000000000001E-2,0.12490000000000001,0.14699999999999999,0.245025152,0.143776512,0.36371156800000004,5.04E-2,0.40278942400000006,0.19212536,3.5421328000000009E-2,5.0900000000000001E-2,0.28860000000000002,4.5682048000000003E-2,0.14948771199999999,0.58519719999999997,0.35984292800000006,0.21169174399999999,0.73650000000000004,0.59570000000000012,3.6691424E-2,1.5078592000000002E-2,0.5209433120000001,0.122077456,0.44873131199999999,8.8235344000000007E-2,0.26170000000000004,4.0457055999999998E-2,4.0922288000000008E-2,0.25131952000000002,7.090052799999999E-2,0.10253656000000001,0.37571236799999996,0.17660000000000003,0.31040000000000001,0.2092]
[389,1,0.63590000000000002,0.26150000000000001,1.5403696E-2,0.46795096000000003,0.135683952,6.0793952000000005E-2,5.8299999999999998E-2,5.9869151999999995E-2,4.1841263999999996E-2,0.19983000000000004,4.8871344000000004E-2,0.192562704,4.3290335999999999E-2,0.34139999999999998,0.17539644800000001,3.5947727999999998E-2,3.5048351999999998E-2,7.3099999999999998E-2,0.1202,2.8636048000000004E-2,0.13662961600000001,1.8821807999999999E-2,0.41419500799999998,0.2515,8.5698879999999991E-2,0.16880000000000001,6.5921984000000003E-2,4.4145535999999999E-2,4.3004207999999995E-2,3.1613648000000008E-2,4.4620368000000007E-2,4.2900000000000001E-2,0.18434372800000001,4.3889999999999998E-2,5.2450000000000004E-2,4.1393280000000005E-2,5.0197263999999998E-2,0.11177003199999999,4.5786672E-2,7.5030431999999994E-2,0.4098,6.4889999999999989E-2,6.7100000000000007E-2,4.3900000000000002E-2,5.5857664000000001E-2,0.11260000000000001,0.14460000000000001,8.914382400000001E-2,1.2613024E-2,8.5085168000000003E-2,0.107844528,5.8277504000000008E-2,7.7899999999999997E-2,0.47189999999999999,0.34541727999999999,0.23149999999999998,0.13469999999999999,0.11415886400000001,0.4345,0.49734747200000001,0.32450056000000005,0.186953904,3.0385392000000001E-2,0.22325999999999999,1.2529088000000001E-2,0.1249,0.14699999999999999,0.247983536,0.14522411199999999,0.36943552000000002,5.04E-2,0.40587324800000002,0.19612715199999997,3.5612688000000003E-2,5.0900000000000001E-2,0.28859999999999997,4.9872319999999991E-2,0.15208622399999999,0.58732755200000009,0.36468092799999996,0.222606624,0.73650000000000004,0.59570000000000001,3.7064495999999995E-2,1.6190736000000001E-2,0.52316388800000013,0.12415492799999998,0.451462592,9.0311087999999998E-2,0.26169999999999999,4.3764031999999994E-2,4.6446543999999992E-2,0.25380923199999994,7.2194079999999994E-2,0.10666086399999999,0.38031248000000001,0.17660000000000001,0.31040000000000001,0.2092]
[390,1,0.63590000000000002,0.26150000000000001,1.694E-2,0.46405999999999997,0.13564999999999999,6.2850000000000003E-2,5.8299999999999998E-2,5.9839999999999997E-2,4.1869999999999997E-2,0.19983000000000001,5.006E-2,0.18687000000000001,4.3279999999999999E-2,0.34139999999999998,0.17602000000000001,3.6089999999999997E-2,3.5560000000000001E-2,7.3099999999999998E-2,0.1202,2.9080000000000002E-2,0.13822000000000001,2.0840000000000001E-2,0.41715999999999998,0.2515,8.4040000000000004E-2,0.16880000000000001,6.6199999999999995E-2,4.394E-2,4.3360000000000003E-2,3.1350000000000003E-2,4.4990000000000002E-2,4.2900000000000001E-2,0.18551000000000001,4.3889999999999998E-2,5.2449999999999997E-2,4.283E-2,5.0189999999999999E-2,0.10979,4.58E-2,7.5029999999999999E-2,0.4098,6.4769999999999994E-2,6.7100000000000007E-2,4.3900000000000002E-2,5.6090000000000001E-2,0.11260000000000001,0.14460000000000001,8.9330000000000007E-2,1.389E-2,8.5800000000000001E-2,0.10879999999999999,5.824E-2,7.7899999999999997E-2,0.47189999999999999,0.34992000000000001,0.23150000000000001,0.13469999999999999,0.11514000000000001,0.4345,0.50312000000000001,0.3286,0.18890000000000001,3.1280000000000002E-2,0.22325999999999999,1.3599999999999999E-2,0.1249,0.14699999999999999,0.25103999999999999,0.14671999999999999,0.37534000000000001,5.04E-2,0.40905000000000002,0.20033999999999999,3.5810000000000002E-2,5.0900000000000001E-2,0.28860000000000002,5.4219999999999997E-2,0.15481,0.58955999999999997,0.36971999999999999,0.23297999999999999,0.73650000000000004,0.59570000000000001,3.7449999999999997E-2,1.7309999999999999E-2,0.52546000000000004,0.12634999999999999,0.45434999999999998,9.2490000000000003E-2,0.26169999999999999,4.777E-2,5.1650000000000001E-2,0.25635999999999998,7.3539999999999994E-2,0.111,0.38503999999999999,0.17660000000000001,0.31040000000000001,0.2092]
[391,1,0.63590679999999999,0.26150414400000005,1.7983311999999998E-2,0.45980646399999997,0.135602896,6.5036367999999997E-2,5.8299296E-2,5.9789279999999993E-2,4.1897904E-2,0.19984031999999999,5.1315535999999995E-2,0.18135352000000002,4.3269279999999993E-2,0.34140257600000001,0.17666180800000006,3.6232351999999995E-2,3.6092175999999997E-2,7.3103647999999993E-2,0.12020473600000001,2.9555295999999998E-2,0.13991089600000001,2.2876048000000003E-2,0.42006663999999999,0.25152327999999996,8.2420432000000002E-2,0.168794848,6.6490543999999985E-2,4.3722207999999999E-2,4.3711375999999996E-2,3.1047504000000004E-2,4.5410751999999999E-2,4.2898656E-2,0.18668720000000003,4.3890128E-2,5.2449903999999999E-2,4.4420720000000004E-2,5.0183231999999987E-2,0.10733542400000001,4.5812607999999998E-2,7.5027391999999998E-2,0.40981272000000002,6.4647439999999987E-2,6.7092288E-2,4.3900976000000001E-2,5.6331792000000006E-2,0.11260568000000001,0.144600864,8.9516239999999997E-2,1.5177743999999998E-2,8.6524847999999988E-2,0.109769648,5.8200335999999991E-2,7.7902239999999998E-2,0.47192708799999999,0.35444092799999999,0.23153764800000001,0.13470822399999996,0.11613769600000001,0.43462651199999996,0.50889088000000005,0.33277406399999998,0.19088564800000002,3.2231072E-2,0.223285072,1.4776431999999999E-2,0.124911856,0.14701827200000001,0.25415190399999998,0.14824320000000002,0.38134014400000005,5.040712E-2,0.41227284800000014,0.20472343999999998,3.6010368000000008E-2,5.0912416000000009E-2,0.28863601600000011,5.8722543999999988E-2,0.15763011200000002,0.591869808,0.37486398399999998,0.24265366400000002,0.73651163200000003,0.59571321599999993,3.7842927999999998E-2,1.8456512000000001E-2,0.52779937600000004,0.12864342399999998,0.45736745599999995,9.4749680000000003E-2,0.26171761599999999,5.2461135999999998E-2,5.6515600000000006E-2,0.25893100799999996,7.492175999999999E-2,0.115511456,0.38982265599999999,0.17662865600000002,0.31041580800000002,0.209217984]
[392,1,0.63593400000000011,0.26152072000000004,1.8506992E-2,0.45518281599999999,0.13554304,6.7391296000000003E-2,5.8296480000000005E-2,5.9715759999999993E-2,4.1923872000000008E-2,0.19988160000000002,5.2659023999999999E-2,0.17605433600000001,4.3257456E-2,0.34141287999999997,0.17732691200000003,3.6372544E-2,3.6649648000000007E-2,7.3118240000000001E-2,0.12022368,3.0078336000000001E-2,0.14175406400000001,2.4913568000000001E-2,0.42288150399999991,0.25161640000000002,8.0865967999999996E-2,0.16877424000000002,6.6802576000000002E-2,4.3488048000000001E-2,4.4047120000000016E-2,3.0712384000000006E-2,4.5884384000000007E-2,4.2893280000000006E-2,0.18786575999999999,4.3890640000000002E-2,5.2449519999999999E-2,4.6141760000000004E-2,5.0178015999999999E-2,0.104380128,4.5823231999999992E-2,7.5020704000000007E-2,0.40986359999999999,6.452161599999999E-2,6.7061440000000014E-2,4.3904880000000007E-2,5.6584064000000003E-2,0.11262840000000003,0.14460432000000001,8.9701072000000007E-2,1.6465791999999996E-2,8.7253743999999994E-2,0.11074611200000001,5.8157296000000011E-2,7.7911199999999986E-2,0.47203544000000008,0.35893988800000004,0.23168824000000002,0.13474111999999999,0.117144704,0.43513256000000006,0.51460283200000012,0.33700702399999999,0.19290534400000003,3.3256240000000006E-2,0.22338536000000001,1.607488E-2,0.12495928000000001,0.14709135999999998,0.257304272,0.14978595200000003,0.38740372800000011,5.0435600000000004E-2,0.41552886400000005,0.20931424000000001,3.6212608000000007E-2,5.0962080000000007E-2,0.28878008000000011,6.3345248000000007E-2,0.16056099199999999,0.59429087999999997,0.38007212800000001,0.251489344,0.73655816000000018,0.59576608000000009,3.8242064000000006E-2,1.9601551999999998E-2,0.53018499200000013,0.13106401600000001,0.46057867200000008,9.7094144000000007E-2,0.26178807999999998,5.7788896000000013E-2,6.0983328000000017E-2,0.26150167999999996,7.6334127999999987E-2,0.12017096000000001,0.39462212800000002,0.17674328000000003,0.31047904000000004,0.20928992000000002]
[393,1,0.6359612,0.26153729600000003,1.8565552000000003E-2,0.45036540799999997,0.13548142400000002,6.9777984000000001E-2,5.8293664000000009E-2,5.9624479999999994E-2,4.1950479999999998E-2,0.19992288000000003,5.4010511999999997E-2,0.17103059200000001,4.3246672E-2,0.34142318399999999,0.17798665600000002,3.6514015999999996E-2,3.72088E-2,7.3132832000000009E-2,0.12024262399999999,3.0593536000000005E-2,0.14356675199999999,2.6955888000000001E-2,0.42561108799999997,0.25170952000000002,7.9343504000000009E-2,0.16875363200000001,6.7110688000000002E-2,4.3279567999999997E-2,4.4392224000000001E-2,3.0350064000000003E-2,4.6409616000000001E-2,4.2887904000000004E-2,0.18905136000000003,4.3891152000000003E-2,5.2449135999999993E-2,4.8124240000000006E-2,5.0171600000000011E-2,0.10117475199999999,4.5835056000000006E-2,7.5015455999999994E-2,0.40991448000000003,6.4397312000000012E-2,6.7030592000000014E-2,4.3908783999999999E-2,5.6830896000000006E-2,0.11265112000000002,0.14460777599999999,8.9881903999999999E-2,1.7758639999999999E-2,8.7988880000000019E-2,0.11173057600000001,5.8115376000000003E-2,7.7920160000000002E-2,0.47214379200000001,0.36341804799999999,0.23183883200000005,0.13477401600000002,0.11815891200000002,0.43563860800000004,0.52025046399999997,0.3412548640000001,0.19493416,3.4292047999999999E-2,0.22348564799999998,1.7469248E-2,0.125006704,0.147164448,0.26047599999999999,0.15133950399999999,0.39349299200000004,5.0464080000000001E-2,0.41878296000000004,0.21392591999999999,3.6415808000000001E-2,5.1011744000000005E-2,0.28892414399999999,6.8113311999999995E-2,0.16350875200000003,0.59667115200000009,0.38533931199999999,0.25960102400000001,0.73660468800000001,0.59581894400000013,3.8643360000000002E-2,2.0864352000000003E-2,0.53255388800000003,0.13348676800000001,0.46373116800000003,9.9475487999999987E-2,0.26185854400000003,6.3896095999999999E-2,6.5190976000000012E-2,0.26407091200000005,7.7768095999999995E-2,0.12499734400000002,0.39944336000000003,0.17685790400000004,0.31054227200000001,0.20936185599999999]
[394,1,0.63595440000000003,0.26153315199999999,1.8277952E-2,0.44559048000000001,0.13543028800000001,7.1978511999999994E-2,5.8294367999999992E-2,5.9520960000000005E-2,4.1981808000000002E-2,0.19991256000000002,5.5242879999999994E-2,0.16634764800000001,4.3240288000000002E-2,0.34142060799999996,0.17859559999999999,3.6662208000000002E-2,3.7732112000000005E-2,7.3129184E-2,0.120237888,3.1012736000000003E-2,0.1450592,2.9007088000000004E-2,0.42825611199999997,0.25168624000000001,7.7801200000000015E-2,0.16875878400000002,6.7376240000000004E-2,4.3160687999999996E-2,4.4786288E-2,2.9963183999999997E-2,4.6985248E-2,4.2889247999999998E-2,0.19025112000000002,4.3891024000000001E-2,5.2449231999999998E-2,5.0566080000000006E-2,5.0159663999999993E-2,9.8101456000000004E-2,4.5853119999999997E-2,7.502036799999999E-2,0.40990176,6.4282127999999994E-2,6.7038304000000007E-2,4.3907808E-2,5.7050767999999995E-2,0.11264544,0.144606912,9.0055615999999991E-2,1.9062047999999998E-2,8.8733696000000001E-2,0.11272488,5.8081696000000009E-2,7.7917919999999988E-2,0.472116704,0.36787188800000004,0.23180118399999999,0.134765792,0.11917800000000001,0.43551209600000002,0.52581649600000002,0.345448064,0.196932576,3.5237456E-2,0.22346057599999999,1.8913936000000003E-2,0.12499484800000001,0.14714617599999999,0.26363372800000001,0.152889936,0.39954897599999994,5.0456960000000002E-2,0.42197969600000002,0.21826272000000002,3.6618527999999997E-2,5.0999327999999997E-2,0.28888812799999997,7.3090015999999994E-2,0.16632435199999998,0.59876958400000002,0.39064905600000005,0.26721374400000003,0.73659305600000002,0.59580572799999998,3.9040416000000001E-2,2.2440911999999997E-2,0.53480630399999995,0.13571328000000002,0.46642478399999998,0.10181731200000001,0.26184092800000003,7.0993216000000012E-2,6.9387023999999992E-2,0.266637344,7.9209183999999988E-2,0.130018368,0.40429467200000002,0.17682924799999999,0.310526464,0.20934387199999999]
[395,1,0.63590000000000002,0.26150000000000001,1.7729999999999999E-2,0.44102000000000002,0.13539999999999999,7.3880000000000001E-2,5.8299999999999998E-2,5.9409999999999998E-2,4.2020000000000002E-2,0.19983000000000001,5.629E-2,0.16203999999999999,4.3240000000000001E-2,0.34139999999999998,0.17913000000000001,3.6819999999999999E-2,3.8199999999999998E-2,7.3099999999999998E-2,0.1202,3.1289999999999998E-2,0.14607999999999999,3.107E-2,0.43081999999999998,0.2515,7.621E-2,0.16880000000000001,6.7580000000000001E-2,4.317E-2,4.5249999999999999E-2,2.9559999999999999E-2,4.761E-2,4.2900000000000001E-2,0.19147,4.3889999999999998E-2,5.2449999999999997E-2,5.3580000000000003E-2,5.0139999999999997E-2,9.5409999999999995E-2,4.5879999999999997E-2,7.5039999999999996E-2,0.4098,6.4180000000000001E-2,6.7100000000000007E-2,4.3900000000000002E-2,5.7230000000000003E-2,0.11260000000000001,0.14460000000000001,9.0219999999999995E-2,2.0379999999999999E-2,8.949E-2,0.11373,5.806E-2,7.7899999999999997E-2,0.47189999999999999,0.37230000000000002,0.23150000000000001,0.13469999999999999,0.1202,0.4345,0.53129000000000004,0.34955000000000003,0.19888,3.6040000000000003E-2,0.22325999999999999,2.0389999999999998E-2,0.1249,0.14699999999999999,0.26676,0.15443000000000001,0.40554000000000001,5.04E-2,0.42509000000000002,0.22217000000000001,3.6819999999999999E-2,5.0900000000000001E-2,0.28860000000000002,7.8299999999999995E-2,0.16893,0.60045999999999999,0.39599000000000001,0.27446999999999999,0.73650000000000004,0.59570000000000001,3.943E-2,2.444E-2,0.53688999999999998,0.13764000000000001,0.46844999999999998,0.10408000000000001,0.26169999999999999,7.9170000000000004E-2,7.3730000000000004E-2,0.26919999999999999,8.0649999999999999E-2,0.13525000000000001,0.40917999999999999,0.17660000000000001,0.31040000000000001,0.2092]
[396,1,0.63580639999999999,0.26144249600000002,1.6908928E-2,0.4366762400000001,0.13539544000000001,7.5502351999999995E-2,5.8309663999999997E-2,5.9294239999999998E-2,4.2064703999999994E-2,0.199683584,5.7163119999999998E-2,0.15811313599999996,4.3245535999999994E-2,0.34136470400000002,0.17959350400000001,3.6986943999999994E-2,3.8615775999999997E-2,7.3050271999999999E-2,0.120133344,3.1432911999999993E-2,0.14665331199999998,3.3143840000000001E-2,0.43331407999999993,0.25117503999999996,7.4582399999999993E-2,0.16887091200000001,6.7735360000000008E-2,4.3300831999999997E-2,4.5779983999999996E-2,2.9149039999999998E-2,4.8282320000000004E-2,4.2918623999999995E-2,0.192706608,4.3888191999999993E-2,5.2451087999999993E-2,5.7150911999999998E-2,5.0112911999999996E-2,9.3089343999999991E-2,4.5915263999999997E-2,7.5073615999999996E-2,0.40962384000000002,6.4090240000000007E-2,6.7205951999999999E-2,4.3886464000000007E-2,5.7368768000000007E-2,0.11252128000000002,0.144588096,9.0375695999999991E-2,2.1711391999999999E-2,9.0257551999999991E-2,0.11474585599999999,5.8049664000000001E-2,7.7869439999999998E-2,0.471530112,0.37670758400000004,0.23097844800000003,0.13458649599999997,0.12122411199999999,0.43274732799999999,0.53667920000000002,0.35356614400000003,0.20077964799999998,3.6708832000000004E-2,0.22291352,2.1913024E-2,0.124736544,0.14674796800000001,0.26985744,0.15596091200000001,0.41146923200000002,5.0304159999999994E-2,0.42811846399999998,0.22567121600000004,3.7020335999999994E-2,5.073046400000001E-2,0.2881053440000001,8.3708255999999981E-2,0.17133742400000002,0.60176260800000014,0.40136622400000005,0.28132534400000003,0.73634060800000001,0.59551654399999998,3.9812640000000003E-2,2.6830463999999998E-2,0.5388133759999999,0.13928368000000002,0.46984060799999999,0.10627139199999998,0.26145350400000006,8.8386991999999998E-2,7.8181087999999996E-2,0.27175918399999999,8.2092272000000008E-2,0.14069384000000001,0.41409820799999997,0.176202464,0.31018286400000006,0.208948576]
[397,1,0.63566320000000009,0.26135337600000003,1.5820512000000002E-2,0.43260276800000003,0.13541974400000001,7.6774864000000012E-2,5.8324384E-2,5.9175599999999995E-2,4.2117200000000007E-2,0.19944880000000001,5.7821072000000001E-2,0.15458923199999999,4.3258112000000001E-2,0.34131110399999998,0.17997097600000003,3.7164736000000004E-2,3.8967439999999999E-2,7.2975392E-2,0.12002774399999999,3.1412815999999996E-2,0.146684432,3.5226608E-2,0.435747408,0.25066672000000001,7.2922624000000019E-2,0.16897939200000003,6.7849168000000015E-2,4.3557888000000003E-2,4.6389023999999994E-2,2.8729024000000002E-2,4.9000575999999997E-2,4.2947423999999998E-2,0.19395751999999997,4.388531200000001E-2,5.2452175999999996E-2,6.1318320000000016E-2,5.0076800000000005E-2,9.1184351999999996E-2,4.5960655999999996E-2,7.5124016000000002E-2,0.40935168,6.4015312000000005E-2,6.7367552000000011E-2,4.3865504E-2,5.7464976000000001E-2,0.11239952000000003,0.14456985600000002,9.0524464000000013E-2,2.305368E-2,9.1037520000000011E-2,0.11577313600000001,5.8052896000000007E-2,7.7823359999999994E-2,0.47097155200000007,0.38109828799999995,0.23017227200000001,0.13441209600000001,0.12225003200000001,0.43003804800000006,0.54198958400000008,0.35747398399999997,0.20261831999999999,3.7211328000000002E-2,0.22238004800000002,2.3477728E-2,0.12448582400000001,0.146361088,0.27291496000000004,0.15747814400000001,0.41731651200000008,5.016288E-2,0.43104728000000009,0.22866744000000003,3.7219087999999997E-2,5.0474464000000004E-2,0.28735126400000005,8.9312191999999985E-2,0.17349619200000002,0.60259939200000001,0.40677747200000003,0.28778070400000005,0.73609852800000009,0.59523206400000006,4.0185999999999999E-2,2.9638032000000002E-2,0.54054428799999998,0.14057948800000003,0.47046772799999997,0.10836844800000001,0.261066464,9.8701616000000006E-2,8.2744895999999998E-2,0.27431571199999999,8.3531776000000002E-2,0.14636198400000003,0.41905239999999999,0.17558662400000002,0.30985179200000001,0.20855433600000001]
[398,1,0.63555400000000006,0.26128497600000006,1.4530256000000002E-2,0.42877401600000009,0.13548476799999998,7.8039936000000004E-2,5.8335584000000003E-2,5.9059600000000011E-2,4.2171376000000003E-2,0.19926561600000003,5.8461343999999998E-2,0.151358928,4.3271888000000001E-2,0.34127038399999998,0.18033284800000002,3.7345407999999997E-2,3.9312543999999998E-2,7.2918752000000017E-2,0.11994582399999999,3.1366319999999996E-2,0.14661979200000003,3.7322096000000006E-2,0.43812609600000002,0.25027480000000002,7.1263488000000014E-2,0.16906211200000001,6.7959936000000012E-2,4.3906944000000003E-2,4.7016303999999995E-2,2.8351168000000003E-2,4.9763632000000009E-2,4.2969504000000006E-2,0.19522947199999999,4.3883071999999995E-2,5.2452783999999995E-2,6.588476800000001E-2,5.0039008000000003E-2,8.9616080000000015E-2,4.6007807999999997E-2,7.5177856000000001E-2,0.40914311999999997,6.3943264000000014E-2,6.7490592000000016E-2,4.3849423999999998E-2,5.7526543999999999E-2,0.11230616000000002,0.144555936,9.0662751999999999E-2,2.4411808E-2,9.1824607999999988E-2,0.11680897599999999,5.8059088000000009E-2,7.7788479999999993E-2,0.47054843200000002,0.38547171199999997,0.22955433600000005,0.13427881600000002,0.123275072,0.42796132800000003,0.54721276800000007,0.36137806400000005,0.20445779200000003,3.7705023999999997E-2,0.22197193599999998,2.5176911999999999E-2,0.12429438400000001,0.14606556800000001,0.27598408000000002,0.15900329600000004,0.42316747199999999,5.0057199999999996E-2,0.433960656,0.23161694399999996,3.7418319999999998E-2,5.0280544000000003E-2,0.28677726400000003,9.4991487999999999E-2,0.17563912000000001,0.60333881600000006,0.41221656000000007,0.293811824,0.73591460800000008,0.595013664,4.0561200000000006E-2,3.2671040000000005E-2,0.54223487999999997,0.14183393599999999,0.470941728,0.110488224,0.26076750399999998,0.10964072000000001,8.7391503999999995E-2,0.27686784000000003,8.4991359999999988E-2,0.152217888,0.42402611200000007,0.17511406400000004,0.30959976,0.20825001599999998]
[399,1,0.63560680000000003,0.26131761600000003,1.3123280000000001E-2,0.425113664,0.13560523199999999,7.9838447999999992E-2,5.8330143999999993E-2,5.8952959999999999E-2,4.2217552000000005E-2,0.19935011200000002,5.9396176000000002E-2,0.148247824,4.3277664000000007E-2,0.34129022399999998,0.18079063999999997,3.7516319999999999E-2,3.9742128000000002E-2,7.2946592000000005E-2,0.119984064,3.1509504000000001E-2,0.147166032,3.9435984E-2,0.44045534400000003,0.25046007999999997,6.9656272000000019E-2,0.16902211200000003,6.8125264000000005E-2,4.4290560000000007E-2,4.7565583999999994E-2,2.8089711999999999E-2,5.0570527999999997E-2,4.2958943999999999E-2,0.19653254399999998,4.3884112000000003E-2,5.2452272000000001E-2,7.0531215999999994E-2,5.0011136000000005E-2,8.8218848000000002E-2,4.6043519999999998E-2,7.5214015999999995E-2,0.40924296000000004,6.385521600000002E-2,6.743091200000001E-2,4.3857104000000001E-2,5.7567951999999999E-2,0.1123508,0.14456265600000001,9.0785199999999996E-2,2.5793135999999998E-2,9.2610416000000001E-2,0.117848816,5.8051439999999996E-2,7.7805600000000003E-2,0.47075579200000001,0.389826016,0.22985,0.13434297599999998,0.12429571200000002,0.42895492799999996,0.55233571200000009,0.36544414399999997,0.20639582400000003,3.8438879999999995E-2,0.22216798399999996,2.7151215999999999E-2,0.124386704,0.14620796799999999,0.27914639999999996,0.16057052800000002,0.42915867199999996,5.011032E-2,0.43699195200000002,0.235245488,3.7621311999999997E-2,5.0375584000000001E-2,0.28705582400000001,0.100567824,0.17813484799999998,0.60456424000000009,0.41767396800000001,0.29936582400000006,0.7360042080000001,0.59511782400000002,4.0955759999999994E-2,3.5624767999999994E-2,0.54412603199999998,0.14353206399999999,0.47222892799999999,0.11281543999999999,0.26090830400000004,0.12047662400000002,9.2055311999999986E-2,0.279412928,8.6506944000000002E-2,0.15820179200000001,0.42899366400000005,0.17533966400000001,0.30972204800000003,0.20839353599999999]
[400,1,0.63590000000000002,0.26150000000000001,1.167E-2,0.42157,0.13578999999999999,8.2489999999999994E-2,5.8299999999999998E-2,5.8860000000000003E-2,4.2250000000000003E-2,0.19983000000000001,6.0810000000000003E-2,0.14513999999999999,4.3270000000000003E-2,0.34139999999999998,0.18140999999999999,3.7670000000000002E-2,4.0309999999999999E-2,7.3099999999999998E-2,0.1202,3.1969999999999998E-2,0.14874000000000001,4.1570000000000003E-2,0.44274000000000002,0.2515,6.8140000000000006E-2,0.16880000000000001,6.8390000000000006E-2,4.4670000000000001E-2,4.7980000000000002E-2,2.7990000000000001E-2,5.142E-2,4.2900000000000001E-2,0.19786999999999999,4.3889999999999998E-2,5.2449999999999997E-2,7.5060000000000002E-2,0.05,8.6889999999999995E-2,4.6059999999999997E-2,7.5219999999999995E-2,0.4098,6.3740000000000005E-2,6.7100000000000007E-2,4.3900000000000002E-2,5.7599999999999998E-2,0.11260000000000001,0.14460000000000001,9.0889999999999999E-2,2.7199999999999998E-2,9.3390000000000001E-2,0.11889,5.8020000000000002E-2,7.7899999999999997E-2,0.47189999999999999,0.39416000000000001,0.23150000000000001,0.13469999999999999,0.12531,0.4345,0.55735000000000001,0.36976999999999999,0.20849000000000001,3.9559999999999998E-2,0.22325999999999999,2.9489999999999999E-2,0.1249,0.14699999999999999,0.28244999999999998,0.16220000000000001,0.43536999999999998,5.04E-2,0.44022,0.23998,3.7830000000000003E-2,5.0900000000000001E-2,0.28860000000000002,0.10593,0.1812,0.60662000000000005,0.42314000000000002,0.30442000000000002,0.73650000000000004,0.59570000000000001,4.138E-2,3.8309999999999997E-2,0.54635999999999996,0.14596000000000001,0.47489999999999999,0.11545999999999999,0.26169999999999999,0.13075000000000001,9.6699999999999994E-2,0.28194999999999998,8.8099999999999998E-2,0.16428000000000001,0.43393999999999999,0.17660000000000001,0.31040000000000001,0.2092]
[401,1,0.63641876799999997,0.26182184000000003,1.0198976E-2,0.41817619199999995,0.13603852799999996,8.5924463999999992E-2,5.8246656000000001E-2,5.8781408E-2,4.2269984000000003E-2,0.20067099199999999,6.2662240000000008E-2,0.14205063999999998,4.3250160000000003E-2,0.34159464,0.18217780799999997,3.7808031999999998E-2,4.1004319999999997E-2,7.3372512000000001E-2,0.12057940800000001,3.2719247999999999E-2,0.15125270400000002,4.3719840000000003E-2,0.44498521600000007,0.25333180799999999,6.670740800000001E-2,0.16840707199999999,6.8758080000000013E-2,4.5046464000000001E-2,4.8272256000000006E-2,2.8042832E-2,5.2310592000000003E-2,4.2796047999999996E-2,0.19923571199999998,4.3900303999999994E-2,5.2445503999999997E-2,7.950753599999999E-2,5.0004320000000005E-2,8.5680511999999986E-2,4.6058992E-2,7.5198591999999995E-2,0.410784384,6.3600240000000002E-2,6.6514207999999991E-2,4.3975744000000004E-2,5.7620959999999999E-2,0.11304009599999999,0.14466643199999998,9.0981791999999992E-2,2.8627359999999998E-2,9.4164367999999998E-2,0.119933024,5.7966911999999995E-2,7.8067695999999978E-2,0.47393105600000002,0.39847467199999997,0.23441403199999999,0.13533159999999997,0.12631851200000002,0.44429089599999999,0.5622567839999999,0.37433308799999998,0.210728416,4.1036303999999996E-2,0.22519035200000001,3.2178335999999995E-2,0.12580816,0.14840096000000003,0.28588420799999997,0.16388752000000001,0.44178196799999997,5.0917247999999998E-2,0.44362660799999998,0.24573371199999997,3.8044016E-2,5.1831023999999996E-2,0.29133544000000011,0.11108409599999999,0.18479275200000003,0.60943368000000009,0.42860737599999998,0.30900395200000003,0.73737891200000016,0.59672724799999999,4.1831840000000002E-2,4.0756784000000004E-2,0.54890623999999988,0.149056464,0.478832592,0.11839497599999999,0.26309323200000007,0.140501824,0.101346464,0.28448086399999994,8.9765391999999986E-2,0.17045868800000002,0.43886465600000002,0.178824592,0.31160070400000006,0.21061972800000001]
[402,1,0.63716784000000015,0.26228537600000001,8.738095999999999E-3,0.41495985600000007,0.13635132799999999,9.0185695999999996E-2,5.816966400000001E-2,5.8718560000000003E-2,4.2276736000000002E-2,0.20187417600000002,6.4978384000000014E-2,0.13897780799999998,4.3217568000000005E-2,0.34187638400000003,0.18310652800000002,3.7929247999999999E-2,4.1832464E-2,7.3767712000000013E-2,0.12112366400000001,3.3773999999999998E-2,0.15476931200000002,4.5882176000000004E-2,0.44719577600000004,0.25596584000000006,6.5341808000000001E-2,0.167839872,6.9230736000000001E-2,4.5410784000000003E-2,4.8434864000000001E-2,2.8246768000000002E-2,5.3241231999999999E-2,4.2646544000000008E-2,0.20062635200000001,4.3914992E-2,5.2438303999999998E-2,8.3852768000000008E-2,5.0025568000000006E-2,8.4615279999999987E-2,4.6039487999999996E-2,7.5148175999999997E-2,0.41220504000000008,6.3434784000000008E-2,6.5668032000000015E-2,4.4084944000000001E-2,5.7628863999999995E-2,0.11367464000000002,0.14476329600000001,9.1065231999999996E-2,3.0071728000000002E-2,9.4932607999999988E-2,0.120977216,5.7890768000000009E-2,7.8310960000000013E-2,0.47687411200000007,0.40277075200000001,0.23861529599999998,0.136244016,0.12732147200000002,0.45840140800000007,0.56705564799999997,0.37914558400000004,0.21312107199999999,4.2888464000000001E-2,0.22797609600000002,3.5215952000000002E-2,0.12711998400000002,0.15042396799999999,0.28945591999999998,0.16563641600000004,0.44840483199999998,5.1671439999999999E-2,0.44722097599999999,0.252585744,3.8263760000000015E-2,5.3180464000000004E-2,0.29529126400000005,0.116003328,0.18895824000000003,0.61306081600000006,0.43406864000000006,0.31312902400000003,0.73865076800000018,0.59820670400000009,4.2313120000000003E-2,4.2940160000000005E-2,0.55178623999999998,0.152865696,0.484113248,0.12162758400000001,0.26509446399999997,0.14964592000000004,0.10599486399999999,0.28700703999999999,9.1504400000000014E-2,0.17672476800000003,0.44375795200000001,0.18202982400000001,0.31333648000000003,0.21265985600000001]
[403,1,0.63809491200000001,0.26285507200000002,7.353936000000001E-3,0.41185272000000001,0.13671988799999998,9.4931088000000011E-2,5.8074112000000011E-2,5.8667952000000002E-2,4.2276288000000009E-2,0.20332568000000001,6.7559967999999998E-2,0.13591137600000003,4.3177776000000001E-2,0.342226368,0.18411852800000003,3.8041824000000002E-2,4.2736928000000007E-2,7.4260832000000013E-2,0.12178456,3.4998271999999997E-2,0.15882544000000001,4.8046112000000002E-2,0.44937417600000001,0.25918667200000001,6.4110688000000013E-2,0.16713779200000001,6.9860831999999998E-2,4.5766944000000004E-2,4.8528272000000004E-2,2.8575104E-2,5.4208831999999998E-2,4.2462480000000004E-2,0.202020272,4.3932800000000008E-2,5.2427424E-2,8.8215600000000019E-2,5.0055296000000006E-2,8.3688607999999998E-2,4.6009823999999998E-2,7.5081840000000011E-2,0.41395329600000003,6.3254928000000002E-2,6.4618976000000009E-2,4.4219183999999995E-2,5.7637727999999992E-2,0.11445518400000002,0.14488271999999999,9.1146911999999997E-2,3.1518496E-2,9.5700528000000007E-2,0.12202620800000001,5.7802064E-2,7.8614223999999996E-2,0.48054108799999995,0.40704675200000001,0.24378536000000001,0.13737019199999997,0.12832163200000002,0.4757672,0.57174835199999996,0.38410328000000005,0.21560156799999999,4.4958064000000006E-2,0.23141128000000002,3.8578448000000001E-2,0.12874084799999999,0.15292265599999999,0.29311203200000002,0.167424032,0.45514745600000006,5.2622832000000001E-2,0.45092142400000002,0.26003153600000001,3.8486944000000002E-2,5.4861743999999997E-2,0.30019532800000004,0.12077752,0.19343092800000003,0.61711715199999995,0.43950838400000003,0.31686721600000006,0.74023070400000024,0.60002440000000012,4.2811840000000004E-2,4.4980415999999995E-2,0.55484407999999996,0.15706964800000001,0.49011590399999994,0.12505835199999998,0.26753673600000005,0.15845961600000003,0.110690864,0.28953225599999993,9.3298608000000005E-2,0.18314044800000004,0.44864860800000006,0.18596969600000002,0.31548833600000004,0.21515134399999999]
[404,1,0.63911014399999999,0.26347084799999998,6.1252160000000002E-3,0.40875086399999999,0.13712996800000002,9.9597839999999993E-2,5.7968800000000008E-2,5.8623263999999994E-2,4.227856E-2,0.204838944,7.0081071999999994E-2,0.132853264,4.3139904E-2,0.34261187199999998,0.18508652800000003,3.8159199999999997E-2,4.3623231999999991E-2,7.4808351999999995E-2,0.122482336,3.6168784000000002E-2,0.16265900799999999,5.0196287999999999E-2,0.45152169600000003,0.26263366400000004,6.3112768E-2,0.166368512,7.0719327999999998E-2,4.6128704E-2,4.8651759999999995E-2,2.8982000000000004E-2,5.5209391999999996E-2,4.2262496000000004E-2,0.20338603199999999,4.3951648000000003E-2,5.2411663999999997E-2,9.2806272000000009E-2,5.0079663999999996E-2,8.2896415999999987E-2,4.5983679999999992E-2,7.5021104000000005E-2,0.41584483200000005,6.3079232000000013E-2,6.3466240000000007E-2,4.4364224000000001E-2,5.7667391999999998E-2,0.11529964800000002,0.145011264,9.1235472000000012E-2,3.2946784000000007E-2,9.6477647999999999E-2,0.12308592000000002,5.7718080000000005E-2,7.8950208000000008E-2,0.48460294399999992,0.41130035200000004,0.249384304,0.13859564799999999,0.129323312,0.49458355199999993,0.57633881600000003,0.38903529600000003,0.21806102399999996,4.6984864000000001E-2,0.23514510400000002,4.2216864E-2,0.13050883200000002,0.15564678400000001,0.29676550400000001,0.169213168,0.46186136,5.3698783999999999E-2,0.45459379200000005,0.26724436800000007,3.8709808000000005E-2,5.6723423999999995E-2,0.30557811200000001,0.125563392,0.197775856,0.620971728,0.44490756799999998,0.32032348800000005,0.74197152000000011,0.60198777600000009,4.3308319999999997E-2,4.7088671999999991E-2,0.55782368000000004,0.1611464,0.49581232000000003,0.12852304000000001,0.270141568,0.16744299199999998,0.11550550400000001,0.29206171199999997,9.5117456000000017E-2,0.18980580800000002,0.45358390399999998,0.190228128,0.317850992,0.21781187199999999]
[405,1,0.64015,0.26408999999999999,5.11E-3,0.40559000000000001,0.13757,0.10382,5.7860000000000002E-2,5.858E-2,4.2290000000000001E-2,0.20627999999999999,7.2330000000000005E-2,0.12981000000000001,4.3110000000000002E-2,0.34300999999999998,0.18593000000000001,3.8289999999999998E-2,4.4429999999999997E-2,7.5380000000000003E-2,0.12316000000000001,3.7139999999999999E-2,0.16578000000000001,5.2319999999999998E-2,0.45363999999999999,0.26605000000000001,6.2399999999999997E-2,0.16558,7.1849999999999997E-2,4.65E-2,4.8869999999999997E-2,2.9430000000000001E-2,5.6239999999999998E-2,4.206E-2,0.20469999999999999,4.3970000000000002E-2,5.2389999999999999E-2,9.776E-2,5.0090000000000003E-2,8.2239999999999994E-2,4.5969999999999997E-2,7.4980000000000005E-2,0.41775000000000001,6.2920000000000004E-2,6.2280000000000002E-2,4.4510000000000001E-2,5.7729999999999997E-2,0.11615,0.14513999999999999,9.1340000000000005E-2,3.4340000000000002E-2,9.7269999999999995E-2,0.12416000000000001,5.765E-2,7.9299999999999995E-2,0.48882999999999999,0.41553000000000001,0.25502999999999998,0.13983999999999999,0.13033,0.51356999999999997,0.58082999999999996,0.39383000000000001,0.22042999999999999,4.8800000000000003E-2,0.23893,4.6089999999999999E-2,0.13231000000000001,0.15842000000000001,0.30036000000000002,0.17097999999999999,0.46844999999999998,5.4850000000000003E-2,0.45815,0.2737,3.8929999999999999E-2,5.8659999999999997E-2,0.31111,0.13045999999999999,0.20172000000000001,0.62422,0.45024999999999998,0.32357000000000002,0.74377000000000004,0.60396000000000005,4.3790000000000003E-2,4.9399999999999999E-2,0.56055999999999995,0.16475999999999999,0.50053999999999998,0.13191,0.27271000000000001,0.17691000000000001,0.12048,0.29459999999999997,9.6939999999999998E-2,0.19678000000000001,0.45859,0.19450999999999999,0.32028000000000001,0.22044]
[406,1,0.641219392,0.26471523199999997,4.3301759999999998E-3,0.40237878400000004,0.138036352,0.10764862399999998,5.7747392000000002E-2,5.8539119999999993E-2,4.2309743999999996E-2,0.20765550399999996,7.4336656000000001E-2,0.12677907199999999,4.3087503999999992E-2,0.34342332800000003,0.18666478399999997,3.8432815999999988E-2,4.5165967999999994E-2,7.5979872000000004E-2,0.12382111999999999,3.7931472000000001E-2,0.16826812800000002,5.4412912000000001E-2,0.45573196799999999,0.26945315200000008,6.1959936000000014E-2,0.164769312,7.3262207999999995E-2,4.6872367999999998E-2,4.9174223999999996E-2,2.9922496E-2,5.7300879999999992E-2,4.1854719999999998E-2,0.20596183999999998,4.3988016000000005E-2,5.2362112000000002E-2,0.10304694399999999,5.0088191999999997E-2,8.1725567999999985E-2,4.5967584000000006E-2,7.4956655999999997E-2,0.41968329599999998,6.2776000000000012E-2,6.1054976000000004E-2,4.4657344000000009E-2,5.7827215999999987E-2,0.117011424,0.14527232000000001,9.1470735999999997E-2,3.5694336E-2,9.807639999999998E-2,0.12524755200000001,5.7596143999999995E-2,7.9666463999999992E-2,0.49324956799999997,0.41973664000000005,0.26075443199999992,0.141112352,0.13134262400000002,0.5328201600000001,0.58522216000000005,0.39850163199999999,0.22272091199999997,5.0427823999999996E-2,0.242788752,5.0188912000000002E-2,0.13415596800000001,0.16125913600000003,0.30390376000000008,0.172728672,0.47492606399999998,5.6086751999999997E-2,0.46160057599999998,0.27949886400000001,3.9148032000000006E-2,6.0684703999999999E-2,0.316825568,0.13544153599999997,0.205321696,0.62693052799999993,0.45552793599999997,0.32661099200000004,0.74563702399999998,0.60595056000000014,4.4259168000000008E-2,5.187808E-2,0.5630792320000001,0.16796432000000003,0.504404352,0.13522500799999998,0.27525321600000002,0.18676948800000004,0.12560342399999999,0.29714996799999999,9.8767119999999986E-2,0.20404334400000002,0.46365344000000003,0.19883801600000003,0.32278907200000001,0.22304790400000002]
[407,1,0.64231507200000004,0.26534435200000001,3.8108159999999999E-3,0.3991084800000001,0.13852324800000002,0.111051328,5.7631551999999996E-2,5.8501472000000006E-2,4.2338448000000008E-2,0.20896240000000002,7.608252800000001E-2,0.12375785600000001,4.3073216000000004E-2,0.34385148799999998,0.18728740800000004,3.8588304000000004E-2,4.5825888000000002E-2,7.6608032000000006E-2,0.12446464,3.8529792E-2,0.17008912000000001,5.6470511999999994E-2,0.45779977599999999,0.27283603200000006,6.1809328000000011E-2,0.16394019200000001,7.4985231999999999E-2,4.7248463999999997E-2,4.9570352000000005E-2,3.0470704000000005E-2,5.8392992000000005E-2,4.1648159999999997E-2,0.20717339200000001,4.4005920000000011E-2,5.2327904000000001E-2,0.10867064000000001,5.0074016000000006E-2,8.1359728000000006E-2,4.597718399999999E-2,7.4952400000000016E-2,0.42164697600000012,6.2648688000000008E-2,5.9795295999999998E-2,4.4805984E-2,5.7966447999999997E-2,0.117883104,0.14541184000000001,9.1640991999999991E-2,3.7006095999999995E-2,9.8897087999999994E-2,0.12634860800000003,5.7557424000000003E-2,8.005014399999999E-2,0.49785756800000008,0.42392179200000002,0.26654855999999999,0.14241347200000001,0.132362432,0.55228416000000002,0.58951659199999984,0.40303920000000004,0.224929728,5.1854064000000005E-2,0.24671680000000004,5.4498128000000014E-2,0.13604556800000003,0.164160896,0.30739203200000004,0.174457792,0.48128033599999992,5.7411391999999999E-2,0.46493638400000004,0.28461649600000005,3.9363823999999999E-2,6.2796543999999996E-2,0.32271884800000006,0.14050679999999999,0.20857300800000003,0.6290772320000001,0.46073430399999998,0.32946169600000008,0.74756998400000008,0.60795407999999995,4.4715199999999997E-2,5.4515456000000004E-2,0.56536935999999993,0.17073524800000003,0.50735718399999996,0.13845043199999998,0.27776329600000005,0.19701585600000002,0.130878944,0.29971521600000001,0.10059540800000001,0.21159188800000003,0.46876876800000006,0.203203456,0.32537353600000002,0.22562838400000002]
[408,1,0.64340259199999994,0.265952992,3.5552159999999999E-3,0.39582409600000007,0.13902142399999998,0.11409267200000001,5.7515872000000003E-2,5.8462703999999997E-2,4.2374832000000001E-2,0.21011073600000002,7.7606480000000019E-2,0.12079872000000001,4.3066607999999999E-2,0.34428252799999998,0.18782443200000001,3.8754192E-2,4.6420767999999994E-2,7.7248992000000002E-2,0.12505368000000003,3.8958672E-2,0.17135987200000002,5.8479471999999998E-2,0.45984566400000004,0.276040752,6.1819120000000005E-2,0.16311747199999999,7.6948656000000004E-2,4.7586960000000005E-2,5.0047600000000005E-2,3.0997951999999999E-2,5.9512944000000005E-2,4.1447919999999999E-2,0.20830910399999999,4.4021984000000007E-2,5.2285775999999999E-2,0.11461289600000002,5.0050800000000006E-2,8.1165808000000006E-2,4.5997664000000001E-2,7.4964944000000006E-2,0.42356337600000005,6.2537216000000007E-2,5.8538496000000009E-2,4.4950223999999997E-2,5.8128880000000008E-2,0.11873086399999999,0.14555183999999999,9.1857168000000017E-2,3.8258735999999995E-2,9.9730176000000004E-2,0.127461344,5.7531584000000004E-2,8.0441103999999999E-2,0.5025378880000001,0.42808294400000002,0.27218980799999998,0.14369691199999995,0.13339271999999999,0.57122239999999991,0.59371486400000006,0.40746004800000002,0.22707638399999999,5.3110304000000004E-2,0.25057260800000003,5.8965024000000005E-2,0.13791444800000002,0.167026016,0.31083654399999999,0.17617339199999996,0.48753132799999999,5.8803472000000002E-2,0.46816827200000005,0.28921908800000001,3.9578335999999999E-2,6.4942383999999992E-2,0.32861180800000006,0.14563398399999999,0.21157608,0.63076249600000012,0.46585243200000009,0.33212232000000003,0.749514864,0.60989031999999999,4.5161472000000008E-2,5.7304832000000014E-2,0.56746732799999999,0.17315097599999998,0.50954825600000009,0.14157873600000001,0.28011721600000006,0.20757094400000001,0.13625902400000001,0.30229942399999998,0.102422256,0.21938115200000002,0.47390665600000004,0.20743273600000001,0.32795600000000003,0.22805742400000004]
[409,1,0.64444059200000003,0.26651163200000005,3.550816E-3,0.39260387200000002,0.13952047999999997,0.116927376,5.7404351999999999E-2,5.8416736000000004E-2,4.2415936000000001E-2,0.21098731200000001,7.9000191999999997E-2,0.11797998400000001,4.3065840000000001E-2,0.34470196800000003,0.18832705599999999,3.8925759999999997E-2,4.6976767999999988E-2,7.7883872000000007E-2,0.12554200000000001,3.9276911999999997E-2,0.17232982400000002,6.0423391999999992E-2,0.46187187199999996,0.27887155200000002,6.1786352000000003E-2,0.162330272,7.9033120000000012E-2,4.7826176000000005E-2,5.0579487999999992E-2,3.1393039999999997E-2,6.0655936000000001E-2,4.1262959999999994E-2,0.20933433599999998,4.4033808000000001E-2,5.2233567999999994E-2,0.120828272,5.002470400000001E-2,8.1176448000000012E-2,4.6025903999999992E-2,7.4988608000000012E-2,0.425334816,6.2438223999999994E-2,5.7329375999999994E-2,4.5083103999999999E-2,5.8282752E-2,0.11951238399999999,0.14568256000000002,9.2123424000000009E-2,3.9431455999999997E-2,0.10057198399999999,0.12858256000000001,5.7513504000000007E-2,8.0827024000000011E-2,0.50715076800000003,0.43221617599999995,0.27740417599999995,0.144904752,0.13443748800000002,0.58873160000000002,0.59781857599999999,0.41180825600000004,0.22920096000000001,5.4270384000000005E-2,0.25418209600000002,6.3521600000000011E-2,0.139683328,0.169732736,0.31426369599999993,0.177888032,0.49372231999999994,6.0238431999999995E-2,0.47132696000000002,0.29363063999999994,3.9793327999999996E-2,6.7058064000000001E-2,0.33428756799999998,0.150778368,0.21452123200000001,0.63220023999999997,0.47086248000000003,0.33457790400000004,0.751406464,0.61166103999999999,4.5604863999999995E-2,6.0220048000000005E-2,0.56945369599999995,0.17537982400000002,0.51130308799999991,0.1446192,0.28216305599999997,0.21828131200000001,0.14166678399999996,0.30490627199999998,0.104247664,0.227338496,0.47902190400000005,0.21131233599999999,0.33044294400000002,0.23018174399999997]
[410,1,0.64539999999999997,0.26700000000000002,3.79E-3,0.38950000000000001,0.14001,0.11965000000000001,5.7299999999999997E-2,5.8360000000000002E-2,4.2459999999999998E-2,0.21152000000000001,8.0320000000000003E-2,0.11536,4.3069999999999997E-2,0.34510000000000002,0.18883,3.9100000000000003E-2,4.7509999999999997E-2,7.85E-2,0.12590000000000001,3.952E-2,0.17316000000000001,6.2289999999999998E-2,0.46388000000000001,0.28120000000000001,6.1580000000000003E-2,0.16159999999999999,8.1170000000000006E-2,4.793E-2,5.1150000000000001E-2,3.159E-2,6.182E-2,4.1099999999999998E-2,0.21023,4.4040000000000003E-2,5.2170000000000001E-2,0.12728999999999999,0.05,8.1420000000000006E-2,4.6059999999999997E-2,7.5020000000000003E-2,0.4269,6.2350000000000003E-2,5.62E-2,4.5199999999999997E-2,5.8409999999999997E-2,0.1202,0.14580000000000001,9.2450000000000004E-2,4.0509999999999997E-2,0.10142,0.12970999999999999,5.7500000000000002E-2,8.1199999999999994E-2,0.51160000000000005,0.43631999999999999,0.28200999999999998,0.14599999999999999,0.13550000000000001,0.60419999999999996,0.60182999999999998,0.41610999999999998,0.23133000000000001,5.5379999999999999E-2,0.25742999999999999,6.8110000000000004E-2,0.14130000000000001,0.17219999999999999,0.31768999999999997,0.17960999999999999,0.49987999999999999,6.1699999999999998E-2,0.47443000000000002,0.29807,4.0009999999999997E-2,6.9099999999999995E-2,0.33960000000000001,0.15590999999999999,0.21754000000000001,0.63353000000000004,0.47575000000000001,0.33682000000000001,0.75319999999999998,0.61319999999999997,4.6050000000000001E-2,6.3240000000000005E-2,0.57138,0.17752999999999999,0.51283000000000001,0.14757000000000001,0.2838,0.22905,0.14704999999999999,0.30753999999999998,0.10607,0.23541000000000001,0.48408000000000001,0.2147,0.33277000000000001,0.2319]
[411,1,0.64627174400000009,0.26741273600000004,4.2804960000000008E-3,0.38650168000000007,0.14048123200000001,0.12220508800000002,5.7204095999999996E-2,5.8293119999999997E-2,4.2508095999999995E-2,0.211703008,8.1534352000000004E-2,0.112927072,4.3080319999999998E-2,0.34547422400000005,0.18932680000000002,3.9278112000000004E-2,4.8011487999999984E-2,7.9094784000000001E-2,0.126124864,3.9665663999999996E-2,0.17378940800000003,6.4074975999999992E-2,0.46587105600000006,0.28300657600000007,6.1220928000000008E-2,0.160935408,8.3388160000000003E-2,4.7901647999999991E-2,5.1769568000000002E-2,3.1600527999999996E-2,6.3007504000000006E-2,4.0961984E-2,0.21100222399999999,4.404081600000001E-2,5.2095248000000004E-2,0.13401396799999998,4.9976144000000007E-2,8.1909280000000001E-2,4.6101343999999995E-2,7.5061359999999994E-2,0.42825555200000004,6.2274944000000006E-2,5.5161295999999999E-2,4.5300048000000002E-2,5.8514176000000001E-2,0.120789696,0.14590902400000005,9.285436800000002E-2,4.1491695999999995E-2,0.10227472,0.13084380799999998,5.7492688000000007E-2,8.1559119999999999E-2,0.51585915199999999,0.44039660799999997,0.28597476799999999,0.14697921600000002,0.13658196800000003,0.61749059199999989,0.60575207999999992,0.42034691199999996,0.23345617600000002,5.6414543999999997E-2,0.260295744,7.2700928000000012E-2,0.14275580800000001,0.17441252800000001,0.32110727999999999,0.181336576,0.50598951999999997,6.3184704000000008E-2,0.47746212799999999,0.30248955199999999,4.0228208000000001E-2,7.1057583999999979E-2,0.34451676800000003,0.16103521599999998,0.22061439999999999,0.63470391999999987,0.48050967999999999,0.33887227199999997,0.75488340799999998,0.61449275199999998,4.6495568000000001E-2,6.6375744000000014E-2,0.57322401600000006,0.17955900799999999,0.51404294399999995,0.15040396800000003,0.28500995199999996,0.23990766399999999,0.152411776,0.31020433599999997,0.10788355199999999,0.24358963199999997,0.48907451200000002,0.217568864,0.33491974400000002,0.23319492799999997]
[412,1,0.6470437120000001,0.26774211200000003,5.0204160000000006E-3,0.38360625600000003,0.14092574399999999,0.12456755200000003,5.7118112000000006E-2,5.8215824000000006E-2,4.2560671999999994E-2,0.21151969600000001,8.2629599999999997E-2,0.11065456000000001,4.3097488000000003E-2,0.34582100799999999,0.18981915199999999,3.9460512000000003E-2,4.8477407999999993E-2,7.9664192000000009E-2,0.12620935999999999,3.9703952000000008E-2,0.174200192,6.5773312000000014E-2,0.46784622400000009,0.284254432,6.0706880000000005E-2,0.16034699199999999,8.569433600000001E-2,4.7728559999999996E-2,5.2443680000000013E-2,3.1418271999999997E-2,6.4220064000000007E-2,4.085239999999999E-2,0.21165278400000001,4.4036143999999999E-2,5.2009216000000004E-2,0.14100361600000003,4.9953440000000002E-2,8.2657887999999999E-2,4.6150784000000007E-2,7.511374400000001E-2,0.42938833600000004,6.2214576000000008E-2,5.4227055999999996E-2,4.5381823999999994E-2,5.8588479999999998E-2,0.121273744,0.14601280000000003,9.3351248000000026E-2,4.2372495999999996E-2,0.103136096,0.13198374399999999,5.7492224000000001E-2,8.1902303999999995E-2,0.51989092800000003,0.44444726399999995,0.28924260799999996,0.14783363200000002,0.13768528000000002,0.62839487999999999,0.60958766399999997,0.42450964799999996,0.235578704,5.7363584000000002E-2,0.26274380800000008,7.7263024000000013E-2,0.14403524799999998,0.17634497599999999,0.324512144,0.18306699199999998,0.51204412799999999,6.4686991999999999E-2,0.48041491199999997,0.30689076799999998,4.0448096000000003E-2,7.2915263999999994E-2,0.34898780800000001,0.16615142400000002,0.22375328000000003,0.63570985599999996,0.485135072,0.34076448000000004,0.75643942400000008,0.61551664000000006,4.6941231999999999E-2,6.9641792000000008E-2,0.57497692800000011,0.18145393600000001,0.51491305600000004,0.15310209599999999,0.28576153599999998,0.25085446400000005,0.15774574400000002,0.312901824,0.10968361600000001,0.25186299200000001,0.49399521600000001,0.21987401600000001,0.33686735999999995,0.23403590400000002]
[413,1,0.64772359999999995,0.26799588800000002,6.010736E-3,0.38082747200000006,0.14132937600000003,0.12674065600000003,5.7042367999999996E-2,5.8132128000000005E-2,4.2618128000000005E-2,0.21102254399999998,8.3607888000000005E-2,0.10863604800000003,4.3122416000000004E-2,0.34614499199999998,0.19031710400000001,3.9646832000000007E-2,4.8908607999999999E-2,8.0214080000000007E-2,0.12617457600000001,3.9633680000000004E-2,0.17442377600000003,6.7382288000000012E-2,0.46980427200000008,0.28501860800000001,6.0057792000000006E-2,0.15983345599999998,8.8151472000000008E-2,4.7465151999999997E-2,5.3171152000000006E-2,3.1111376000000003E-2,6.5464783999999998E-2,4.0771535999999997E-2,0.21220982400000002,4.4027711999999997E-2,5.1913264000000008E-2,0.148271344,4.9933616000000007E-2,8.3698736000000024E-2,4.6207663999999996E-2,7.5177408000000015E-2,0.43034927999999995,6.2169728E-2,5.3392336000000006E-2,4.5447760000000004E-2,5.8664144000000001E-2,0.12166883199999999,0.14612585600000003,9.3975648000000009E-2,4.3155616000000001E-2,0.104003152,0.13312879999999999,5.7498400000000005E-2,8.223532800000001E-2,0.523731744,0.44847863999999998,0.29191092799999996,0.148590048,0.13881171199999998,0.63717220800000007,0.61334180800000004,0.42859702399999999,0.23770411200000002,5.8230384000000003E-2,0.264837392,8.174424000000001E-2,0.14516828800000001,0.17803902400000002,0.327906368,0.18480396800000001,0.51804593599999993,6.6216800000000006E-2,0.48328569599999993,0.31134542399999998,4.0669903999999993E-2,7.4691904000000003E-2,0.35308164800000003,0.17125363200000002,0.22700767999999999,0.63658011199999998,0.48962694400000001,0.34245692799999999,0.75788551999999998,0.6163020480000001,4.7388976000000006E-2,7.2979600000000006E-2,0.57665024000000009,0.18323414400000002,0.51547700800000007,0.15563846400000003,0.28610840000000004,0.26190758400000003,0.16304643199999999,0.31564227200000006,0.11146592000000001,0.26020107199999998,0.49881935999999993,0.221688048,0.33863689600000002,0.23447839999999998]
[414,1,0.64833132800000004,0.26819126400000004,7.2532159999999998E-3,0.37817948800000006,0.14167548799999999,0.12872696,5.6976383999999991E-2,5.8048591999999996E-2,4.2681104000000004E-2,0.210306032,8.4470576000000019E-2,0.10700857600000001,4.3156304000000006E-2,0.34645577599999999,0.190830736,3.9836752000000003E-2,4.9305808E-2,8.0756447999999995E-2,0.126058752,3.9452527999999994E-2,0.17449360000000003,6.8901424000000017E-2,0.47174272000000006,0.28544246400000006,5.9322303999999999E-2,0.15938607999999999,9.0859488000000002E-2,4.7200623999999997E-2,5.3950224000000005E-2,3.0792159999999999E-2,6.6751984E-2,4.0717631999999997E-2,0.21271742400000002,4.4018320000000007E-2,5.1809632000000001E-2,0.15583699199999998,4.9918591999999998E-2,8.5072064000000003E-2,4.6270944000000001E-2,7.5252752000000006E-2,0.43122774399999997,6.2141279999999993E-2,5.2640255999999996E-2,4.5502656000000002E-2,5.8791568000000002E-2,0.12200656000000001,0.14626931199999998,9.4773008000000006E-2,4.3849375999999995E-2,0.10487476799999999,0.134277856,5.7511055999999998E-2,8.2568671999999996E-2,0.52746287999999997,0.45250041599999996,0.29417084799999998,0.149296864,0.13996278399999998,0.64437113599999996,0.61702075200000006,0.43260752000000002,0.23983912000000002,5.9018063999999995E-2,0.26669985600000001,8.6086256E-2,0.14621260799999999,0.17957747199999999,0.33129179199999997,0.186550784,0.52399726400000013,6.7793248000000014E-2,0.48607151999999998,0.31593239999999995,4.0893792000000005E-2,7.6427424000000008E-2,0.35693916799999997,0.17633872,0.23043376000000004,0.63734988800000003,0.49399081600000005,0.343882576,0.75926025599999991,0.61691177600000002,4.7841280000000007E-2,7.6300608000000006E-2,0.57825779200000005,0.18491987199999999,0.51577424000000005,0.15798219199999999,0.28615606399999999,0.273103824,0.16831488000000003,0.31843864,0.113226064,0.26857275199999997,0.50352134400000004,0.22315552,0.34028219199999993,0.23463049599999997]
[415,1,0.64888000000000001,0.26834000000000002,8.7399999999999995E-3,0.37567,0.14194999999999999,0.13053000000000001,5.6919999999999998E-2,5.7970000000000001E-2,4.2750000000000003E-2,0.20943999999999999,8.5220000000000004E-2,0.10584,4.3200000000000002E-2,0.34676000000000001,0.19137000000000001,4.0030000000000003E-2,4.9669999999999999E-2,8.1299999999999997E-2,0.12589,3.916E-2,0.17444000000000001,7.0330000000000004E-2,0.47366000000000003,0.28563,5.8540000000000002E-2,0.159,9.3890000000000001E-2,4.6989999999999997E-2,5.4780000000000002E-2,3.0540000000000001E-2,6.8089999999999998E-2,4.0689999999999997E-2,0.21321000000000001,4.4010000000000001E-2,5.1700000000000003E-2,0.16370999999999999,4.9910000000000003E-2,8.6809999999999998E-2,4.6339999999999999E-2,7.5340000000000004E-2,0.43208999999999997,6.2129999999999998E-2,5.1959999999999999E-2,4.555E-2,5.8999999999999997E-2,0.12231,0.14646000000000001,9.5780000000000004E-2,4.446E-2,0.10575,0.13542999999999999,5.7529999999999998E-2,8.2909999999999998E-2,0.53113999999999995,0.45651999999999998,0.29615999999999998,0.14999000000000001,0.14113999999999999,0.65037999999999996,0.62063000000000001,0.43653999999999998,0.24199000000000001,5.9729999999999998E-2,0.26841999999999999,9.0240000000000001E-2,0.14721000000000001,0.18101999999999999,0.33467000000000002,0.18831000000000001,0.52990000000000004,6.9430000000000006E-2,0.48876999999999998,0.32072000000000001,4.1119999999999997E-2,7.8149999999999997E-2,0.36065999999999998,0.18140000000000001,0.23408000000000001,0.63805000000000001,0.49823000000000001,0.34500999999999998,0.76058999999999999,0.61738999999999999,4.8300000000000003E-2,7.9549999999999996E-2,0.57981000000000005,0.18653,0.51583999999999997,0.16011,0.28598000000000001,0.28445999999999999,0.17355000000000001,0.32129999999999997,0.11496000000000001,0.27694999999999997,0.50807999999999998,0.22438,0.34183999999999998,0.23457]
[416,1,0.64936207999999995,0.26843766400000002,1.0461184E-2,0.37330270399999999,0.14214649600000001,0.13215598399999998,5.6873951999999998E-2,5.7895999999999996E-2,4.2824720000000011E-2,0.208420624,8.5861024000000008E-2,0.105114,4.3253536000000009E-2,0.34705561600000007,0.19194441600000003,4.0226672000000005E-2,5.0002928000000009E-2,8.1843392000000001E-2,0.12566624000000001,3.8761248000000005E-2,0.17428376000000001,7.1666863999999997E-2,0.47555742400000006,0.28556716799999998,5.7702304000000003E-2,0.15868204799999999,9.7232591999999993E-2,4.6828607999999994E-2,5.5662208000000005E-2,3.0356016E-2,6.9481071999999991E-2,4.0691039999999998E-2,0.21369288,4.4002767999999998E-2,5.1584560000000002E-2,0.17187951999999998,4.9908672000000001E-2,8.8925887999999995E-2,4.6414959999999998E-2,7.5439136000000018E-2,0.43293312,6.2136160000000003E-2,5.1358848000000006E-2,4.5589184000000005E-2,5.9283760000000005E-2,0.122576672,0.146701792,9.7007008000000006E-2,4.4987248000000001E-2,0.10662862399999999,0.13658499199999999,5.7555167999999997E-2,8.3258527999999998E-2,0.53474169599999999,0.46053803199999999,0.29785532799999997,0.15066806400000002,0.14234476799999998,0.65510665599999995,0.62417276799999988,0.44039438399999997,0.24416132800000001,6.0370368000000001E-2,0.26998299200000003,9.4183695999999983E-2,0.148154752,0.182356992,0.33804142399999998,0.19008208000000001,0.53575451200000002,7.1124320000000019E-2,0.49138063999999992,0.32574489599999995,4.1348943999999999E-2,7.9852288000000007E-2,0.36422003199999992,0.18642944,0.237971872,0.63869793600000002,0.50234107200000011,0.34586241600000001,0.761864608,0.617725152,4.8765423999999995E-2,8.2734736000000003E-2,0.58130694400000005,0.188079152,0.51569702399999995,0.16202191999999999,0.285565664,0.29595067199999997,0.17873969600000003,0.32422363199999998,0.11666512,0.28531364800000003,0.51248764800000002,0.22534227199999998,0.34329564799999995,0.23428361599999997]
[417,1,0.64977224000000011,0.26848148799999999,1.2417296000000001E-2,0.37108555200000004,0.14226017599999999,0.13361177600000002,5.6838527999999999E-2,5.7826288000000003E-2,4.2905248000000007E-2,0.20725038399999998,8.6398928000000014E-2,0.10486524800000001,4.3316896000000008E-2,0.34734139200000003,0.19256326400000004,4.0427232000000007E-2,5.0306608000000003E-2,8.2386559999999998E-2,0.12538793599999998,3.8263519999999995E-2,0.17404225600000001,7.2913408000000013E-2,0.47743659200000005,0.28525108799999999,5.6797792E-2,0.15843721599999999,0.10087315200000001,4.6734831999999997E-2,5.6599471999999998E-2,3.0255616000000006E-2,7.0927583999999988E-2,4.0722496000000004E-2,0.21417302400000002,4.3996832E-2,5.1463744000000013E-2,0.18033582400000001,4.9915216000000005E-2,9.1432816000000028E-2,4.6495743999999992E-2,7.5550288000000007E-2,0.4337588,6.2159727999999997E-2,5.0840576000000012E-2,4.5619920000000001E-2,5.9650624000000006E-2,0.12280667200000001,0.14699865600000001,9.8461168000000016E-2,4.5433056000000006E-2,0.107510752,0.13774287999999998,5.7586720000000008E-2,8.361404800000001E-2,0.53825406399999987,0.46455471999999998,0.29924972800000005,0.151333248,0.14357811200000001,0.65851780800000004,0.62765228799999995,0.44417078400000004,0.24635675199999998,6.0943664000000002E-2,0.271384032,9.7904240000000017E-2,0.149045968,0.18358662400000003,0.34140572800000007,0.19186692799999999,0.54156041600000004,7.2874640000000018E-2,0.49390377600000002,0.33103334400000006,4.1581024000000001E-2,8.1530784000000009E-2,0.36760772800000002,0.19142419199999999,0.24212720000000001,0.63930659199999995,0.50632222400000004,0.34644212800000007,0.76307736000000004,0.61791116800000001,4.9237615999999998E-2,8.5847039999999999E-2,0.58274528000000003,0.18958038400000005,0.51536388799999999,0.163726224,0.28490680000000002,0.30755566400000001,0.18387123200000002,0.327203472,0.11833968000000002,0.29364715200000002,0.51674136000000004,0.22603588800000002,0.34463929599999998,0.23376639999999999]
[418,1,0.65012175999999988,0.26848131200000003,1.4536448000000002E-2,0.36899120000000007,0.14227537600000001,0.134900768,5.6814144000000011E-2,5.7765216000000001E-2,4.2991455999999997E-2,0.20599230399999999,8.6836431999999991E-2,0.10486385600000001,4.3390496000000001E-2,0.34762276800000003,0.193236832,4.0630592E-2,5.0581888000000005E-2,8.2937247999999991E-2,0.12508027200000002,3.7663872000000001E-2,0.173749712,7.4065792000000005E-2,0.47929536,0.28477452799999997,5.5910880000000003E-2,0.15826222400000001,0.104881232,4.6654976000000001E-2,5.7589936000000008E-2,3.0262736000000005E-2,7.2438015999999994E-2,4.0784592000000001E-2,0.21468340800000005,4.3993456E-2,5.1338608000000001E-2,0.18906540800000002,4.9931360000000015E-2,9.4352064000000013E-2,4.6582927999999996E-2,7.5672959999999997E-2,0.43462856000000005,6.2202096000000005E-2,5.0398063999999999E-2,4.5645695999999993E-2,6.0059328000000002E-2,0.12302043200000004,0.14736752,0.10018236800000001,4.5801824000000012E-2,0.10839472,0.13890236800000003,5.7623792000000014E-2,8.3983648000000022E-2,0.54172571199999997,0.46857780799999998,0.30046532800000003,0.15201763200000001,0.14484201599999999,0.66094255999999996,0.63107420799999991,0.44786806399999995,0.24858417600000002,6.1452880000000008E-2,0.27270179200000005,0.10134478400000001,0.14992030399999998,0.184760656,0.34476603200000006,0.193667536,0.54732080000000005,7.4693520000000013E-2,0.49633587199999996,0.33666387199999998,4.1816624000000004E-2,8.3210400000000004E-2,0.37091014399999994,0.19635366399999998,0.24660204800000007,0.63991172800000007,0.51017537600000007,0.34684303999999999,0.76425107199999998,0.61798646400000001,4.9718048000000001E-2,8.8925744000000001E-2,0.58413897599999998,0.19105449599999999,0.51487987200000007,0.16519036799999998,0.28407033600000003,0.31925113599999999,0.18895340800000002,0.33025219200000006,0.11997800000000002,0.30192065599999995,0.52081483200000001,0.22655126400000003,0.34590318399999997,0.23308838399999998]
[419,1,0.65042751999999993,0.26845113600000003,1.6713680000000002E-2,0.366975408,0.14217281600000004,0.13602528,5.680128000000001E-2,5.7718624000000003E-2,4.3083103999999997E-2,0.20472950400000003,8.7175535999999998E-2,0.10475062400000001,4.3474815999999999E-2,0.34790734399999995,0.19397576,4.0835072E-2,5.0829248E-2,8.3505855999999989E-2,0.12477660800000001,3.6955904000000005E-2,0.17344604800000002,7.5118335999999994E-2,0.48113028799999996,0.284262128,5.5164928000000002E-2,0.15815099199999999,0.10935331199999999,4.6497040000000003E-2,5.8630240000000007E-2,3.0397296000000001E-2,7.4022928000000002E-2,4.0877087999999999E-2,0.215265712,4.399415999999999E-2,5.1210352000000008E-2,0.19804987200000002,4.9959184000000004E-2,9.7705792000000014E-2,4.6677471999999998E-2,7.5806351999999994E-2,0.43562384000000004,6.2265184000000001E-2,5.0020592000000003E-2,4.5671311999999999E-2,6.0442752000000002E-2,0.123245152,0.147829664,0.10222140799999999,4.6098831999999999E-2,0.109278208,0.14006169600000001,5.7665104000000002E-2,8.4376848000000004E-2,0.5452261599999999,0.47261753599999995,0.30166740800000003,0.15276321599999998,0.14613879999999999,0.66283075200000008,0.63444500799999992,0.45148470399999996,0.25085304000000003,6.1900495999999999E-2,0.274042752,0.10443404799999999,0.15082688,0.18594868799999997,0.34812673600000005,0.19548790399999999,0.55303998399999998,7.6598239999999998E-2,0.49867204799999998,0.34273239999999994,4.2056144000000004E-2,8.4925615999999982E-2,0.3742472,0.20117489600000002,0.25146521599999999,0.64055678399999993,0.51390372800000017,0.34720699199999999,0.76541838399999995,0.61800423999999998,5.0208559999999999E-2,9.2038367999999995E-2,0.58550779200000014,0.19252492799999998,0.51429113599999998,0.16636803199999997,0.28314755200000002,0.33100612800000001,0.19400374400000001,0.33338875200000001,0.12157296000000001,0.31010000000000004,0.52467390399999991,0.22701104,0.34713363200000003,0.23234468799999999]
[420,1,0.65069999999999995,0.26840000000000003,1.8880000000000001E-2,0.36501,0.14194000000000001,0.13699,5.6800000000000003E-2,5.7689999999999998E-2,4.3180000000000003E-2,0.20352000000000001,8.7419999999999998E-2,0.1043,4.3569999999999998E-2,0.34820000000000001,0.19478999999999999,4.104E-2,5.1049999999999998E-2,8.4099999999999994E-2,0.1245,3.6139999999999999E-2,0.17316000000000001,7.6069999999999999E-2,0.48293999999999998,0.2838,5.4640000000000001E-2,0.15809999999999999,0.11434,4.6210000000000001E-2,5.9720000000000002E-2,3.0679999999999999E-2,7.5689999999999993E-2,4.1000000000000002E-2,0.21595,4.3999999999999997E-2,5.108E-2,0.20727000000000001,0.05,0.10151,4.6780000000000002E-2,7.5950000000000004E-2,0.43680000000000002,6.2350000000000003E-2,4.9700000000000001E-2,4.5699999999999998E-2,6.0760000000000002E-2,0.1235,0.1484,0.10460999999999999,4.6330000000000003E-2,0.11015999999999999,0.14122000000000001,5.7709999999999997E-2,8.48E-2,0.54879999999999995,0.47667999999999999,0.30297000000000002,0.15359999999999999,0.14746999999999999,0.66449999999999998,0.63776999999999995,0.45501999999999998,0.25317000000000001,6.2289999999999998E-2,0.27548,0.10713,0.15179999999999999,0.18720000000000001,0.35149000000000002,0.19733000000000001,0.55871999999999999,7.8600000000000003E-2,0.50090999999999997,0.3493,4.2299999999999997E-2,8.6699999999999999E-2,0.37769999999999998,0.20585999999999999,0.25675999999999999,0.64127000000000001,0.51751000000000003,0.34762999999999999,0.76659999999999995,0.61799999999999999,5.0709999999999998E-2,9.5229999999999995E-2,0.58686000000000005,0.19400999999999999,0.51363000000000003,0.16724,0.28220000000000001,0.34278999999999998,0.19903000000000001,0.33661999999999997,0.12311999999999999,0.31816,0.52829999999999999,0.22750000000000001,0.34836,0.2316]
[421,1,0.6509375679999998,0.26832745599999996,2.1023519999999997E-2,0.36309472000000004,0.14157528000000003,0.13780294400000004,5.6809888000000003E-2,5.7678879999999995E-2,4.3282096000000006E-2,0.202374896,8.7575840000000002E-2,0.103548192,4.3675695999999993E-2,0.34850062400000004,0.195687472,4.1246207999999999E-2,5.1246607999999999E-2,8.4721503999999989E-2,0.1242544,3.5226431999999995E-2,0.17290256000000001,7.692627199999999E-2,0.484726304,0.28340180799999998,5.4326271999999995E-2,0.15811103999999998,0.119815568,4.5813215999999997E-2,6.0863424000000013E-2,3.1124000000000002E-2,7.7441711999999996E-2,4.1154096000000008E-2,0.216745888,4.4011295999999998E-2,5.0948288000000001E-2,0.21671164800000001,5.0054031999999998E-2,0.10577065599999999,4.6890432000000003E-2,7.6104047999999994E-2,0.43816505599999994,6.2456096000000003E-2,4.9434544000000004E-2,4.5732079999999994E-2,6.1018448000000003E-2,0.123788944,0.1490824,0.10734891199999999,4.6500816E-2,0.11104057599999999,0.142377744,5.7758864000000007E-2,8.525369599999999E-2,0.55244552000000002,0.48076471999999992,0.30439000000000005,0.15453510399999998,0.14883606399999999,0.66600744000000001,0.64105215999999987,0.45847436799999997,0.25553735999999999,6.2626335999999991E-2,0.27702374399999996,0.10943551999999999,0.15284585599999997,0.18852438399999999,0.35485440000000001,0.19919263999999998,0.56435926399999992,8.0698703999999996E-2,0.50305151999999997,0.35637086399999995,4.2548576000000005E-2,8.8535951999999987E-2,0.381275472,0.21040603199999999,0.26248784000000003,0.64205551999999999,0.52099508799999994,0.348100464,0.7677946080000001,0.61797619199999998,5.1221712000000003E-2,9.8487359999999996E-2,0.58818718400000003,0.19551907199999999,0.51290731200000006,0.16782652799999997,0.28123398400000005,0.35458313599999997,0.204023024,0.33993484800000001,0.1246184,0.32608843199999998,0.53169750399999993,0.228030336,0.34957963200000003,0.23086214399999999]
[422,1,0.65114088000000003,0.26823451199999998,2.3106608000000001E-2,0.36121768000000004,0.14107537600000003,0.13847132800000003,5.683062400000001E-2,5.7685456000000003E-2,4.3389295999999994E-2,0.201312624,8.7648351999999999E-2,0.10247761600000001,4.3791535999999999E-2,0.34880996800000003,0.19667531199999996,4.1454112000000001E-2,5.1421247999999996E-2,8.5372928000000001E-2,0.12404683200000001,3.4223072E-2,0.17268723200000002,7.7691391999999998E-2,0.48649016,0.28309324800000002,5.4222720000000009E-2,0.15818478400000002,0.12576531199999999,4.5301296000000005E-2,6.2063936000000014E-2,3.1729135999999998E-2,7.9281296000000001E-2,4.1340031999999999E-2,0.21766692800000001,4.4028496000000007E-2,5.0816048000000003E-2,0.226360848,5.0121759999999994E-2,0.11049214400000001,4.7008847999999999E-2,7.6268479999999986E-2,0.43973488000000005,6.2583295999999997E-2,4.9221504000000006E-2,4.5768415999999999E-2,6.1211247999999996E-2,0.12411851199999999,0.14988256,0.110443968,4.6616624000000002E-2,0.11192000000000002,0.14353508800000001,5.7811872000000007E-2,8.5739488000000016E-2,0.55616971199999998,0.48487260800000004,0.30596044800000005,0.15557907199999998,0.15023769599999998,0.66745328000000004,0.64429452799999998,0.46184790399999992,0.257958256,6.2914079999999997E-2,0.27869475199999999,0.11134598400000001,0.15397526399999997,0.189937936,0.35821915200000004,0.20107513600000002,0.56995679999999993,8.2895919999999998E-2,0.50509779199999993,0.36395499200000003,4.2802224E-2,9.0439280000000011E-2,0.38499238400000002,0.21480206400000001,0.26865420800000001,0.64292084800000004,0.52436017600000007,0.34861168000000003,0.76900499200000005,0.61794118400000009,5.1743167999999999E-2,0.10180014400000001,0.58948497600000005,0.19706185600000001,0.51213731200000001,0.16813828800000002,0.28026545600000002,0.36636801600000002,0.20897892800000006,0.343326352,0.12606648000000001,0.33387009600000006,0.53486563200000004,0.22862574400000002,0.35079510400000008,0.23014870400000004]
[423,1,0.65130395200000002,0.26811796799999998,2.5187615999999999E-2,0.35940288000000004,0.14044843200000004,0.13900819200000003,5.6860640000000004E-2,5.7706352000000002E-2,4.3501456000000001E-2,0.20032707200000002,8.7648063999999998E-2,0.10119488000000001,4.3916655999999998E-2,0.34912571200000009,0.19776419199999998,4.1666495999999997E-2,5.1578208000000007E-2,8.6056031999999991E-2,0.12387366400000002,3.3153632000000002E-2,0.17250862399999997,7.8380352E-2,0.488237056,0.28286212800000005,5.4320607999999999E-2,0.158323568,0.13210625600000001,4.4753055999999999E-2,6.333060800000001E-2,3.2549231999999997E-2,8.1208799999999998E-2,4.1557968000000008E-2,0.21871044800000003,4.4051215999999997E-2,5.0683727999999997E-2,0.23618316800000003,5.0201808000000001E-2,0.11567515200000002,4.7135103999999997E-2,7.6443791999999997E-2,0.44149518399999998,6.2729776000000015E-2,4.9056224000000002E-2,4.5808112000000005E-2,6.1372527999999996E-2,0.12448751999999999,0.15079744,0.11386918400000001,4.668819200000001E-2,0.11280070399999999,0.144694192,5.7870239999999996E-2,8.625527999999999E-2,0.55995150400000004,0.48899665600000003,0.30766601600000004,0.15673224000000002,0.15167364799999999,0.66883968000000016,0.64750001599999996,0.46514288000000004,0.26043051200000006,6.3160224000000001E-2,0.28048096000000006,0.112912528,0.15518523200000001,0.19144068800000005,0.361579504,0.202973072,0.57550753600000004,8.518729600000001E-2,0.50705438400000002,0.37201231999999995,4.3061552000000003E-2,9.2407007999999999E-2,0.38883545599999997,0.21906873599999999,0.27522905600000003,0.64384785600000005,0.52760846400000005,0.349195056,0.77022017600000003,0.61788449599999995,5.2272144000000006E-2,0.10519260800000001,0.59072204800000006,0.19864352000000002,0.5113088320000001,0.168249328,0.27927844800000001,0.37809177599999999,0.21387547200000004,0.34676041600000002,0.12746832000000002,0.34151072000000005,0.53783855999999997,0.229277552,0.35199281600000004,0.22944574400000001]
[424,1,0.65141622399999999,0.26797142400000001,2.7373824000000001E-2,0.35769303999999996,0.13970956800000001,0.13942977600000001,5.6897696000000005E-2,5.7735967999999992E-2,4.3618416E-2,0.19939448000000001,8.7588256000000003E-2,9.9894384000000003E-2,4.4049855999999998E-2,0.34944345599999999,0.198965952,4.1887439999999998E-2,5.1722928000000001E-2,8.6771456000000011E-2,0.12372377600000001,3.2050591999999996E-2,0.17234977599999998,7.9014191999999997E-2,0.48997499200000005,0.28266924799999998,5.4595296000000001E-2,0.158531072,0.13871224000000001,4.4292895999999998E-2,6.4675840000000012E-2,3.3659408000000002E-2,8.3222063999999984E-2,4.1807904000000007E-2,0.21986356800000001,4.4078575999999994E-2,5.0551568000000005E-2,0.24613484800000004,5.0291775999999996E-2,0.12131631999999999,4.7268880000000006E-2,7.6630783999999993E-2,0.44341132799999999,6.2892736000000005E-2,4.8933823999999994E-2,4.5849088000000003E-2,6.1560207999999998E-2,0.12488924799999998,0.15181840000000002,0.11757919999999999,4.6728880000000007E-2,0.113686448,0.14585833599999998,5.7935807999999998E-2,8.6796511999999992E-2,0.56375097600000001,0.49312526399999995,0.30945638400000003,0.15798716800000001,0.15314159999999999,0.67009072000000003,0.65067110400000006,0.46836273600000006,0.26294884800000001,6.3373087999999994E-2,0.28234692800000005,0.11421915199999999,0.15646272,0.19302016000000002,0.36492833599999996,0.204879808,0.58100395199999999,8.7564191999999999E-2,0.5089295359999999,0.38047020800000003,4.3327279999999996E-2,9.4429376000000009E-2,0.39276396800000002,0.22324396799999999,0.28215894399999997,0.64480270399999995,0.53074395200000002,0.34988475199999997,0.77141999999999999,0.61778268799999991,5.2805359999999996E-2,0.108697552,0.59185216000000007,0.200265584,0.51039555199999997,0.16826876800000001,0.27823504000000004,0.38968641599999998,0.218680176,0.35018776000000001,0.12883120000000001,0.34902766400000002,0.54067004799999996,0.22995264000000001,0.35314748800000001,0.22871734399999999]
[425,1,0.65146999999999999,0.26778999999999997,2.972E-2,0.35610999999999998,0.13886999999999999,0.13975000000000001,5.6939999999999998E-2,5.7770000000000002E-2,4.3740000000000001E-2,0.19850000000000001,8.7480000000000002E-2,9.8710000000000006E-2,4.419E-2,0.34976000000000002,0.20029,4.2119999999999998E-2,5.1860000000000003E-2,8.7520000000000001E-2,0.12359000000000001,3.0939999999999999E-2,0.17219999999999999,7.961E-2,0.49170999999999998,0.28249000000000002,5.5019999999999999E-2,0.15881000000000001,0.14548,4.3999999999999997E-2,6.6110000000000002E-2,3.5099999999999999E-2,8.5319999999999993E-2,4.2090000000000002E-2,0.22112000000000001,4.4110000000000003E-2,5.042E-2,0.25618000000000002,5.0389999999999997E-2,0.12741,4.7410000000000001E-2,7.6829999999999996E-2,0.44546000000000002,6.3070000000000001E-2,4.8849999999999998E-2,4.589E-2,6.1809999999999997E-2,0.12531999999999999,0.15293999999999999,0.12154,4.675E-2,0.11458,0.14702999999999999,5.8009999999999999E-2,8.7359999999999993E-2,0.56754000000000004,0.49725000000000003,0.31130000000000002,0.15934000000000001,0.15464,0.67117000000000004,0.65381,0.47150999999999998,0.26551000000000002,6.3560000000000005E-2,0.28427000000000002,0.11533,0.1578,0.19467000000000001,0.36825999999999998,0.20679,0.58643999999999996,9.0020000000000003E-2,0.51073000000000002,0.38927,4.36E-2,9.6500000000000002E-2,0.39674999999999999,0.22735,0.28939999999999999,0.64576,0.53376999999999997,0.35069,0.77259,0.61761999999999995,5.3339999999999999E-2,0.11233,0.59284000000000003,0.20193,0.50938000000000005,0.16828000000000001,0.27711000000000002,0.40110000000000001,0.22337000000000001,0.35357,0.13016,0.35643000000000002,0.54339999999999999,0.23063,0.35424,0.22794]
[426,1,0.65146614400000002,0.26757366399999999,3.2196544000000001E-2,0.35464007999999991,0.13792952000000003,0.139975552,5.6987007999999999E-2,5.7808223999999998E-2,4.3866031999999999E-2,0.19765592000000001,8.7327680000000005E-2,9.7604960000000018E-2,4.4336255999999998E-2,0.35007593600000003,0.20173867199999998,4.2364319999999997E-2,5.1991455999999998E-2,8.8302911999999997E-2,0.12347727999999999,2.9828495999999999E-2,0.17206724799999998,8.0172960000000001E-2,0.49344238400000001,0.28234367999999999,5.5590495999999996E-2,0.15915996800000004,0.152383184,4.3860448000000003E-2,6.7637519999999993E-2,3.6866176000000001E-2,8.7504655999999986E-2,4.2404703999999994E-2,0.22249321600000002,4.4145855999999997E-2,5.0289712E-2,0.26629968000000004,5.0497152000000003E-2,0.13395201600000001,4.7558464000000002E-2,7.7041407999999992E-2,0.44765183999999997,6.3261200000000004E-2,4.8802207999999993E-2,4.5931552E-2,6.2115344000000003E-2,0.12578518400000002,0.15416630399999995,0.12575148799999999,4.6756880000000001E-2,0.11548144,0.14820915199999998,5.8093136000000004E-2,8.7946783999999986E-2,0.57132576000000002,0.50137196800000006,0.313221472,0.16079785600000002,0.15616971199999999,0.67215987200000005,0.65691814400000004,0.47458487999999999,0.26811670399999998,6.3725216000000001E-2,0.28626582400000006,0.11624934399999999,0.15920521599999998,0.19640233599999998,0.37157291199999998,0.20870211199999997,0.59181404800000004,9.2554367999999998E-2,0.51245806400000005,0.39839510399999994,4.3880239999999994E-2,9.8622688E-2,0.40080415999999996,0.23137657599999997,0.29693704000000004,0.64671960000000006,0.536688096,0.351607104,0.77373267199999995,0.61740371199999999,5.3874847999999996E-2,0.11607236799999998,0.59368271999999989,0.20363995199999999,0.50827118400000004,0.16828939200000001,0.27591600000000005,0.41231300800000009,0.227944544,0.35690151999999997,0.13145273600000001,0.36370155200000004,0.54602662400000002,0.23132518400000002,0.35526939200000002,0.22712723199999998]
[427,1,0.65140515200000015,0.26732156800000001,3.4811216000000006E-2,0.35328160000000003,0.13688955200000003,0.14011251199999999,5.7038079999999998E-2,5.7850272000000008E-2,4.3996336000000004E-2,0.19686979200000004,8.7134944000000006E-2,9.6549839999999998E-2,4.4487616000000015E-2,0.35039171200000002,0.20331155200000001,4.2620416000000001E-2,5.2119168000000007E-2,8.9120352000000014E-2,0.12338894400000001,2.8721552000000004E-2,0.17195670399999999,8.0708351999999997E-2,0.49517209600000001,0.28224356800000006,5.6308607999999996E-2,0.15958028800000001,0.15939305600000001,4.3876176000000003E-2,6.9263327999999999E-2,3.8975231999999999E-2,8.9777279999999987E-2,4.2752368000000013E-2,0.22399628800000002,4.4186496000000006E-2,5.0161167999999992E-2,0.27647124800000006,5.0614128000000001E-2,0.14093755200000002,4.7714064E-2,7.726507199999999E-2,0.44999342399999998,6.3465856000000001E-2,4.8788704000000002E-2,4.5974192000000004E-2,6.2482607999999995E-2,0.12628903999999999,0.15550032000000003,0.130210624,4.6754432000000005E-2,0.11639094400000002,0.14939555199999999,5.8185679999999997E-2,8.8557520000000001E-2,0.57511398400000002,0.50549249600000012,0.31523705599999996,0.16236520000000002,0.15773180799999997,0.67312032000000011,0.65999601600000002,0.47758776000000003,0.27077155200000003,6.3872704000000002E-2,0.28834496000000004,0.116984848,0.16068395200000002,0.19822540799999999,0.37486494399999998,0.21061419200000003,0.59712417600000001,9.5165616000000008E-2,0.51411654399999995,0.40781511999999998,4.4168752000000006E-2,0.10079924800000001,0.40492969599999995,0.23532049599999999,0.30474401600000001,0.64767761600000018,0.53949958400000009,0.35265265600000001,0.77484961599999991,0.61713937600000002,5.4408464000000004E-2,0.119906048,0.59437892800000003,0.20539495999999999,0.50707579200000008,0.16829924800000004,0.27466204799999999,0.42330089599999998,0.23240243200000002,0.36017817600000002,0.13270728000000001,0.37082480000000007,0.54854656000000002,0.23204643200000002,0.356231456,0.226288304]
[428,1,0.65127975999999999,0.26702907199999998,3.7435088000000005E-2,0.35199016,0.13575910399999999,0.14017595199999999,5.7091712000000003E-2,5.7891600000000001E-2,4.4130639999999999E-2,0.19613070400000002,8.6913727999999996E-2,9.5649280000000017E-2,4.4642896000000001E-2,0.35070388800000002,0.20502035200000002,4.2891152000000002E-2,5.2247920000000003E-2,8.9974272000000022E-2,0.12331892800000001,2.7646608000000003E-2,0.17186080000000001,8.1233263999999999E-2,0.49690516800000001,0.28217081599999999,5.7083520000000006E-2,0.16007428800000001,0.166392288,4.4025424000000001E-2,7.0996976000000003E-2,4.1327008000000005E-2,9.2137743999999994E-2,4.3133631999999998E-2,0.22562336000000002,4.4231296000000003E-2,5.0035664000000001E-2,0.28667585600000001,5.0738783999999995E-2,0.14834492800000001,4.7877344000000002E-2,7.7501055999999999E-2,0.4524655680000001,6.3682032000000013E-2,4.8804319999999998E-2,4.6017152000000006E-2,6.2885872000000009E-2,0.12682897600000001,0.15693785600000001,0.13488656000000002,4.6754064000000005E-2,0.11731060800000001,0.150592112,5.8288624000000004E-2,8.9189216000000002E-2,0.57887812800000005,0.50960286399999999,0.31732384000000002,0.16404038399999998,0.159324304,0.67403692799999992,0.66304668800000011,0.48052015999999997,0.27347152000000002,6.4010272000000007E-2,0.29048993600000006,0.11759787200000001,0.16223116799999998,0.20013656000000002,0.37813169600000002,0.21252147199999999,0.60236462400000002,9.7848144000000012E-2,0.51571166400000001,0.41748497600000001,4.4465264000000004E-2,0.10302516800000001,0.40910579200000002,0.23916785599999998,0.31278795199999998,0.64861259199999999,0.54220787199999998,0.35369188799999995,0.77592752000000009,0.61681295999999997,5.4937840000000002E-2,0.123805648,0.59489249600000005,0.20720076800000004,0.50577879999999997,0.16839670400000004,0.2733268960000001,0.43404830400000005,0.23673295999999999,0.3633599520000001,0.133927984,0.3778109280000001,0.5510015359999999,0.2327796,0.35711095999999998,0.225404416]
[429,1,0.65108012800000004,0.266690176,3.986928E-2,0.35069808000000002,0.13454961600000001,0.14018403200000001,5.7146144000000003E-2,5.7926208E-2,4.4268623999999993E-2,0.19542145599999999,8.6678751999999998E-2,9.5048960000000002E-2,4.4800816E-2,0.351007664,0.206880752,4.3180287999999997E-2,5.2383472E-2,9.0867232000000006E-2,0.12325795200000002,2.6638464000000001E-2,0.17176777600000001,8.1768735999999995E-2,0.49864960000000003,0.282095824,5.7783872E-2,0.16064668799999998,0.17323127999999999,4.4264352000000007E-2,7.2849504000000009E-2,4.3762464000000001E-2,9.4585487999999995E-2,4.3549296000000001E-2,0.227362272,4.4279296000000003E-2,4.9914880000000002E-2,0.29689814399999997,5.0867919999999997E-2,0.156144064,4.8049184000000002E-2,7.7749360000000003E-2,0.45504051200000001,6.3907327999999999E-2,4.8842735999999998E-2,4.6059311999999998E-2,6.3280336000000006E-2,0.12740011200000001,0.15847235199999998,0.13973921600000003,4.6769295999999995E-2,0.11824307200000002,0.151802832,5.8403087999999992E-2,8.9837632000000001E-2,0.58258091200000017,0.5136909919999999,0.319445904,0.16581964800000001,0.16094416000000003,0.67487041599999997,0.66607408000000001,0.48338384000000001,0.27621172799999999,6.4147040000000002E-2,0.29267395199999996,0.11816777599999997,0.16383830400000002,0.20212947199999998,0.38136812800000003,0.21441827199999999,0.60752835199999988,0.10059499200000001,0.51725078399999991,0.42735467200000005,4.4769056000000002E-2,0.105293808,0.41330356800000001,0.24289633599999999,0.32103356800000005,0.64949724799999997,0.54481703999999986,0.35451895999999999,0.77694814400000001,0.61640390400000011,5.5459375999999998E-2,0.127736608,0.59517582399999991,0.209065216,0.5043579680000001,0.16869712000000001,0.27187926400000001,0.44454819200000006,0.240924208,0.366394848,0.135121248,0.38468081600000009,0.55344835199999987,0.23350300799999998,0.3578891039999999,0.22444748799999997]
[430,1,0.65080000000000005,0.26629999999999998,4.199E-2,0.34936,0.13327,0.14015,5.7200000000000001E-2,5.7950000000000002E-2,4.4409999999999998E-2,0.19472999999999999,8.6440000000000003E-2,9.4829999999999998E-2,4.496E-2,0.3513,0.2089,4.3490000000000001E-2,5.253E-2,9.1800000000000007E-2,0.1232,2.572E-2,0.17166999999999999,8.233E-2,0.50041000000000002,0.28199999999999997,5.8319999999999997E-2,0.1613,0.17979999999999999,4.4560000000000002E-2,7.4829999999999994E-2,4.6179999999999999E-2,9.7119999999999998E-2,4.3999999999999997E-2,0.22921,4.4330000000000001E-2,4.9799999999999997E-2,0.30712,5.0999999999999997E-2,0.16431000000000001,4.8230000000000002E-2,7.8009999999999996E-2,0.4577,6.4140000000000003E-2,4.8899999999999999E-2,4.6100000000000002E-2,6.3640000000000002E-2,0.128,0.16009999999999999,0.14474000000000001,4.6809999999999997E-2,0.11919,0.15303,5.8529999999999999E-2,9.0499999999999997E-2,0.58620000000000005,0.51775000000000004,0.32157999999999998,0.16769999999999999,0.16259000000000001,0.67559999999999998,0.66908000000000001,0.48618,0.27899000000000002,6.429E-2,0.29487999999999998,0.11874999999999999,0.16550000000000001,0.20419999999999999,0.38457000000000002,0.21629999999999999,0.61260999999999999,0.10340000000000001,0.51873999999999998,0.43736999999999998,4.5080000000000002E-2,0.1076,0.41749999999999998,0.24648999999999999,0.32944000000000001,0.65031000000000005,0.54732999999999998,0.35499999999999998,0.77790000000000004,0.6159,5.5969999999999999E-2,0.13166,0.59519999999999995,0.21099000000000001,0.50280000000000002,0.16927,0.27029999999999998,0.45479000000000003,0.24496999999999999,0.36925000000000002,0.13628999999999999,0.39144000000000001,0.55591999999999997,0.23419999999999999,0.35854999999999998,0.22339999999999999]
[431,1,0.65043912000000004,0.26585604799999996,4.3808864000000003E-2,0.34797536000000001,0.13192406400000001,0.14007878399999998,5.7252560000000008E-2,5.796239999999999E-2,4.4554607999999989E-2,0.19405593599999998,8.6199632000000012E-2,9.4979103999999995E-2,4.5119200000000005E-2,0.35158099199999998,0.21107246400000002,4.3819952000000002E-2,5.2689008000000002E-2,9.2770896000000005E-2,0.12314555200000002,2.4894448E-2,0.17156833599999996,8.2921967999999999E-2,0.50218566399999998,0.28188683199999992,5.8694975999999996E-2,0.16203316799999998,0.18607465599999998,4.4919472000000002E-2,7.694376E-2,4.8600496E-2,9.974132799999999E-2,4.4486143999999998E-2,0.23117948800000004,4.4383840000000001E-2,4.9691343999999991E-2,0.31731625600000007,5.1136064000000002E-2,0.17283017599999997,4.8419456000000007E-2,7.8283167999999986E-2,0.46044431999999996,6.4379552000000007E-2,4.8976016000000011E-2,4.6139327999999993E-2,6.3970784000000003E-2,0.12863105599999999,0.16182228799999998,0.14988167999999999,4.6880063999999992E-2,0.12015158400000001,0.15427321599999999,5.8670031999999997E-2,9.1176543999999984E-2,0.58973903999999999,0.52178174399999999,0.32372977599999991,0.16968148799999996,0.16426358399999999,0.67624807999999992,0.67206334400000001,0.48890912000000003,0.28180854399999999,6.4442527999999999E-2,0.29711080000000001,0.11935686399999999,0.16721793599999998,0.20635009599999998,0.38773467200000006,0.21816423999999995,0.61760731199999996,0.10625934399999999,0.520182704,0.44747976,4.5398832E-2,0.1099424,0.421685904,0.24995020800000003,0.33796404800000002,0.65104243200000012,0.54974761599999999,0.355151104,0.77878339200000002,0.61530379200000007,5.6467904000000006E-2,0.13556191999999997,0.59496695999999982,0.21296795200000002,0.50110833599999993,0.17010967999999999,0.268592624,0.46475139199999999,0.24886711999999997,0.37192440000000004,0.13743168,0.39807003199999996,0.55841033600000001,0.23486664000000002,0.35908492799999997,0.22226465599999998]
[432,1,0.64999584000000021,0.265355232,4.5298847999999996E-2,0.34653368000000007,0.13051646400000003,0.13997659199999998,5.7302992000000004E-2,5.7962319999999998E-2,4.4702320000000011E-2,0.19339678399999999,8.5961008000000005E-2,9.5515280000000008E-2,4.5277296000000009E-2,0.35185012799999998,0.21339451200000001,4.4170272000000017E-2,5.2862400000000004E-2,9.3778672000000007E-2,0.12309380800000003,2.4168528000000002E-2,0.17146215999999997,8.3550944000000002E-2,0.503977008,0.28175577599999996,5.8905920000000007E-2,0.16284588800000002,0.19203148799999997,4.5350384000000001E-2,7.9196415999999992E-2,5.1027728000000008E-2,0.10244950400000001,4.5008271999999995E-2,0.23328112000000006,4.4441215999999999E-2,4.9589424E-2,0.32746217600000005,5.1276464000000001E-2,0.18168820800000002,4.8617424000000006E-2,7.8569135999999998E-2,0.46327060800000008,6.462539199999999E-2,4.9070320000000008E-2,4.6177232000000006E-2,6.4265312000000005E-2,0.12929489599999999,0.163639856,0.15515351999999999,4.6984303999999991E-2,0.12112836800000001,0.155532752,5.8823984000000003E-2,9.1867215999999988E-2,0.59319684800000017,0.52578654400000013,0.32589496000000001,0.17176374400000002,0.16596654399999999,0.67682820799999999,0.67502364800000014,0.49157192,0.28466848000000006,6.4608511999999993E-2,0.29936585599999999,0.120007872,0.16899276800000002,0.20858080000000001,0.39085937599999998,0.22000835199999999,0.62251758400000001,0.10916894400000002,0.52158246399999997,0.45763489599999996,4.5725903999999998E-2,0.11231916800000001,0.42584923200000002,0.25327785600000002,0.34656411200000004,0.65168547200000004,0.55207091200000002,0.35496668800000003,0.77959640000000008,0.61461471999999995,5.69512E-2,0.13944772799999999,0.59447329599999998,0.21499292800000003,0.49928376000000013,0.17122422400000001,0.26675673599999999,0.47441246399999998,0.25260695999999999,0.37441155200000004,0.13854486400000002,0.40455852800000003,0.56092073600000003,0.23549663999999998,0.35948456000000001,0.22104057600000002]
[433,1,0.64947480000000013,0.264795216,4.6554511999999992E-2,0.34504384000000005,0.129050304,0.13984256,5.7351024000000007E-2,5.7950559999999998E-2,4.4852751999999996E-2,0.19275019199999999,8.5720144000000012E-2,9.6288815999999985E-2,4.5431951999999998E-2,0.35210926400000003,0.21584655999999999,4.4538192000000011E-2,5.3049792000000005E-2,9.4817808000000003E-2,0.12304662400000002,2.3529408000000005E-2,0.17135310400000001,8.4216559999999996E-2,0.50577779200000006,0.28161416,5.8933824000000003E-2,0.16373380800000004,0.19762536,4.5804416000000001E-2,8.1592591999999992E-2,5.3476880000000004E-2,0.10524320000000001,4.55664E-2,0.23553731200000005,4.4502592000000007E-2,4.9493984000000005E-2,0.33753681600000002,5.1425183999999999E-2,0.19086888000000002,4.882283200000001E-2,7.8867584000000004E-2,0.46618369599999993,6.4877312000000006E-2,4.9185824000000003E-2,4.6214336000000002E-2,6.4559839999999993E-2,0.12999473599999997,0.16555566399999999,0.16055664,4.7121744E-2,0.12211875200000001,0.15680532800000002,5.8992016000000001E-2,9.2572368000000016E-2,0.59659361600000005,0.52977278399999994,0.32807846400000001,0.17394272,0.167701344,0.67735305600000006,0.67795523200000007,0.49416744000000001,0.28757617600000002,6.4788895999999999E-2,0.30165067199999995,0.12069400000000001,0.17082528000000002,0.21088974399999999,0.3939416,0.22183014400000001,0.62733977600000013,0.11212302400000002,0.52294302400000003,0.467747792,4.6063295999999997E-2,0.11472681600000001,0.42997728000000002,0.25646118400000006,0.35516889600000007,0.65222603199999996,0.55429972800000005,0.354466432,0.78034668800000018,0.61384428800000002,5.7417536000000005E-2,0.14318297600000002,0.59374587200000006,0.21704646400000002,0.49733582400000004,0.17254460800000002,0.26480452800000004,0.48376265600000007,0.25621727999999999,0.37673518399999995,0.13962148799999999,0.41086086400000005,0.56341209599999997,0.23608040000000002,0.35973675199999999,0.21973673599999999]
[434,1,0.64888431999999996,0.26417424,4.7740895999999998E-2,0.34352856000000004,0.12752734399999999,0.13967132799999998,5.7396735999999997E-2,5.792928E-2,4.5005423999999995E-2,0.19211512,8.5468479999999999E-2,9.7060672000000001E-2,4.5580287999999997E-2,0.35236176000000002,0.21839956799999999,4.4919232000000003E-2,5.3249344000000004E-2,9.5880383999999999E-2,0.12300784000000001,2.2952367999999997E-2,0.17124484799999998,8.4913855999999996E-2,0.50757793600000001,0.281475584,5.8765088E-2,0.16469020799999998,0.20281483199999997,4.6212128000000012E-2,8.413588800000002E-2,5.5983551999999992E-2,0.10812049599999998,4.6160287999999994E-2,0.23797830400000003,4.4568608000000003E-2,4.9404304000000003E-2,0.34752009599999995,5.1588223999999995E-2,0.20035835199999999,4.9034080000000001E-2,7.9177951999999996E-2,0.46919430399999995,6.5135472E-2,4.9327648000000002E-2,4.6251680000000003E-2,6.4913327999999992E-2,0.130735136,0.16757443199999997,0.16610047999999999,4.7287823999999999E-2,0.123119936,0.15808566400000001,5.9173968E-2,9.3292960000000008E-2,0.59996294400000005,0.53375382400000004,0.33028796799999999,0.17621289600000001,0.169471344,0.67783910399999991,0.68084953599999987,0.49669383999999994,0.290540992,6.498271999999998E-2,0.30397596799999999,0.12138716799999999,0.17271715199999998,0.21327356800000002,0.39697918399999998,0.22362793599999997,0.63207404799999989,0.11511526399999999,0.52426782399999994,0.47771276799999995,4.6413968E-2,0.11716150400000001,0.43405836800000003,0.259484832,0.36369240000000003,0.6526509920000001,0.55643302400000005,0.35370041600000002,0.781047936,0.61301145599999995,5.7864512E-2,0.146573904,0.59283004799999994,0.21910280000000001,0.49528036799999997,0.173955312,0.26275695999999998,0.49279492800000002,0.25974272000000004,0.37893761599999998,0.140649632,0.41691432,0.5658210560000001,0.23660799999999998,0.35982894399999998,0.218369216]
[435,1,0.64822999999999997,0.26349,4.8959999999999997E-2,0.34200000000000003,0.12595000000000001,0.13946,5.7439999999999998E-2,5.79E-2,4.5159999999999999E-2,0.19148999999999999,8.5199999999999998E-2,9.7670000000000007E-2,4.5719999999999997E-2,0.35260999999999998,0.22103,4.5310000000000003E-2,5.3460000000000001E-2,9.6960000000000005E-2,0.12298000000000001,2.2419999999999999E-2,0.17113999999999999,8.5639999999999994E-2,0.50936999999999999,0.28134999999999999,5.8400000000000001E-2,0.16571,0.20757999999999999,4.6530000000000002E-2,8.6830000000000004E-2,5.858E-2,0.11108,4.6789999999999998E-2,0.24063000000000001,4.4639999999999999E-2,4.9320000000000003E-2,0.35738999999999999,5.1769999999999997E-2,0.21013999999999999,4.9250000000000002E-2,7.9500000000000001E-2,0.47231000000000001,6.54E-2,4.9500000000000002E-2,4.6289999999999998E-2,6.5360000000000001E-2,0.13152,0.16969999999999999,0.17179,4.7480000000000001E-2,0.12413,0.15937000000000001,5.9369999999999999E-2,9.4030000000000002E-2,0.60333000000000003,0.53774,0.33252999999999999,0.17857000000000001,0.17127999999999999,0.67830000000000001,0.68369999999999997,0.49914999999999998,0.29357,6.5189999999999998E-2,0.30635000000000001,0.12207,0.17466999999999999,0.21573000000000001,0.39996999999999999,0.22539999999999999,0.63671999999999995,0.11814,0.52556000000000003,0.48743999999999998,4.6780000000000002E-2,0.11962,0.43808000000000002,0.26234000000000002,0.37206,0.65295000000000003,0.55847000000000002,0.35271000000000002,0.78171000000000002,0.61212999999999995,5.8290000000000002E-2,0.14949999999999999,0.59175999999999995,0.22114,0.49313000000000001,0.17537,0.26062999999999997,0.50149999999999995,0.26321,0.38105,0.14162,0.42266999999999999,0.56810000000000005,0.23707,0.35975000000000001,0.21695]
[436,1,0.64750940800000012,0.26273875199999996,5.0181439999999994E-2,0.34044697600000007,0.124322976,0.13921283199999998,5.747983999999999E-2,5.7862400000000001E-2,4.5316384000000001E-2,0.19087212800000003,8.4916352E-2,9.8137680000000005E-2,4.5850511999999996E-2,0.35285372799999992,0.223731024,4.5710496000000003E-2,5.3682975999999993E-2,9.8054656000000018E-2,0.12296192000000002,2.1936736000000002E-2,0.17103803200000003,8.6398799999999998E-2,0.51115436800000003,0.28123641599999993,5.7837535999999995E-2,0.166792832,0.21191348800000001,4.6757311999999995E-2,8.9679072000000012E-2,6.126596799999999E-2,0.11412206399999998,4.7456576E-2,0.24350553599999999,4.4717552000000001E-2,4.9241472000000008E-2,0.36712483200000001,5.1970239999999994E-2,0.220193536,4.9470607999999999E-2,7.9834335999999978E-2,0.47552880000000008,6.5670879999999987E-2,4.9704383999999997E-2,4.6329151999999992E-2,6.5892192000000002E-2,0.13235126400000002,0.17193359999999999,0.17761652800000002,4.7701792000000007E-2,0.125149696,0.16065908800000001,5.9581135999999993E-2,9.4784672E-2,0.606694752,0.54173278400000013,0.33480753599999996,0.181013536,0.17313108800000002,0.67874118400000016,0.68650582400000004,0.50153688000000007,0.29666326399999998,6.5413519999999989E-2,0.30877376000000001,0.122757328,0.17668496,0.21825987200000002,0.40291215999999991,0.22714446399999999,0.64127531199999988,0.12119379199999999,0.52682206399999998,0.49688750400000004,4.7161152000000005E-2,0.12210089600000001,0.44202704000000004,0.26502921600000001,0.38023121600000004,0.6531211360000001,0.56041078400000011,0.35149116799999996,0.78233126399999997,0.61119833599999995,5.8692800000000003E-2,0.15197800000000003,0.59053615999999998,0.2231476,0.49088737600000004,0.17678961599999998,0.258424512,0.50986790399999993,0.266610768,0.38307001599999996,0.14253123199999998,0.42812065600000004,0.57024860799999999,0.237458432,0.35949284800000003,0.21547891199999999]
[437,1,0.64671975999999998,0.26191665600000008,5.140267199999999E-2,0.33886423999999998,0.12265086400000001,0.13893288000000001,5.7515103999999997E-2,5.7816719999999995E-2,4.5474432000000002E-2,0.19025987200000002,8.4618304000000005E-2,9.8465296000000022E-2,4.5971631999999991E-2,0.35309302400000009,0.22649456000000001,4.6120752000000008E-2,5.3919071999999998E-2,9.9162048000000003E-2,0.12295262400000002,2.1505808000000005E-2,0.17093902399999999,8.7192640000000016E-2,0.512931472,0.28113480000000002,5.7065184000000005E-2,0.16793828799999999,0.21579903999999997,4.6879695999999998E-2,9.2686352000000014E-2,6.4037200000000002E-2,0.11724744000000001,4.8161360000000007E-2,0.24661987200000002,4.4802191999999998E-2,4.9168944000000006E-2,0.37670657600000002,5.2188304000000005E-2,0.23050000000000001,4.9695952000000009E-2,8.0181743999999999E-2,0.47885001600000004,6.5948432000000001E-2,4.9943344000000001E-2,4.6368975999999999E-2,6.6517279999999998E-2,0.133231296,0.174277024,0.18357312000000001,4.7956064E-2,0.12617995200000004,0.161953968,5.9808496000000003E-2,9.5559008000000015E-2,0.61005817600000012,0.54573438399999996,0.33712710400000001,0.18354351999999999,0.175029664,0.67916785600000007,0.6892661120000001,0.50385560000000007,0.29982017599999999,6.5655375999999988E-2,0.31125019200000004,0.12346048000000003,0.17876384000000003,0.22086462399999998,0.40580440000000001,0.22885998400000002,0.645737856,0.12427398400000002,0.52805590400000002,0.50602043200000002,4.7556976000000001E-2,0.12460345600000002,0.44588392000000004,0.26755414399999999,0.38816841600000002,0.6531675520000001,0.56225508800000012,0.35004147200000008,0.78291044799999998,0.61021468799999989,5.9072255999999997E-2,0.15400281600000001,0.58916083200000002,0.22511326400000004,0.48855662400000005,0.17821156800000001,0.25614276799999997,0.51789489600000005,0.26994336000000002,0.384997584,0.14338212800000003,0.433262384,0.57226585600000013,0.23776584000000006,0.35905227200000001,0.21395705600000003]
[438,1,0.64586675199999999,0.26102112000000005,5.2584383999999998E-2,0.33724134400000005,0.120935552,0.13861892799999997,5.7546287999999994E-2,5.7763759999999997E-2,4.5634240000000013E-2,0.18964969599999998,8.4300655999999988E-2,9.8616992000000014E-2,4.6080672000000003E-2,0.35332935999999998,0.22929793600000001,4.6537087999999997E-2,5.4167807999999998E-2,0.1002764,0.12295412800000001,2.11112E-2,0.17084481599999998,8.801959999999999E-2,0.51469401600000009,0.28105414400000001,5.6180672000000008E-2,0.16914166400000002,0.21932979199999997,4.6937199999999998E-2,9.5856112000000007E-2,6.6974911999999998E-2,0.120454016,4.8903984000000005E-2,0.24999660800000004,4.4894992000000002E-2,4.9102656000000008E-2,0.38609727999999999,5.2428848000000007E-2,0.24103206399999999,4.9925056000000002E-2,8.0542032E-2,0.48228011200000004,6.623254399999999E-2,5.0219983999999995E-2,4.6410159999999999E-2,6.7189808000000004E-2,0.13416356799999998,0.17673348799999999,0.18966339200000001,4.8240896000000005E-2,0.12721860800000001,0.16325068800000003,6.0052336000000005E-2,9.6353103999999995E-2,0.61344423999999997,0.54975398400000008,0.33949187200000003,0.18615510400000002,0.17697784,0.67959332800000005,0.69197488000000007,0.50610504000000001,0.30304876799999997,6.5916591999999996E-2,0.31378534400000002,0.124165392,0.18090816000000001,0.22354169600000001,0.40864368000000001,0.23054430399999998,0.65010751999999994,0.127373616,0.52926470400000003,0.51474128000000008,4.7969119999999997E-2,0.12712377600000002,0.44963896000000009,0.26992355200000001,0.3957940960000001,0.65307356800000005,0.56400211200000006,0.34843913600000004,0.78345707200000003,0.60919263999999995,5.9425472000000014E-2,0.15564075200000002,0.58766670399999998,0.22701692800000001,0.48614939200000001,0.17955360000000004,0.25379958400000002,0.52555340800000006,0.27319043200000004,0.38686155200000005,0.14416310399999999,0.43804259200000001,0.57410470400000002,0.23798220800000003,0.35841569600000001,0.21239487999999998]
[439,1,0.64495886399999991,0.260049904,5.3656096E-2,0.33556332799999999,0.11917791999999999,0.13826841600000001,5.7574511999999994E-2,5.7704480000000002E-2,4.5796047999999999E-2,0.18903728,8.3956207999999991E-2,9.8562048000000013E-2,4.6174111999999996E-2,0.35356457599999996,0.23211355200000003,4.6954544000000001E-2,5.4428303999999997E-2,0.10139083199999999,0.12296939199999998,2.0730512000000003E-2,0.17075780800000001,8.8876240000000009E-2,0.51643216000000003,0.28100644800000002,5.5332799999999994E-2,0.17039687999999997,0.22265270399999998,4.6999664000000003E-2,9.9192912000000008E-2,7.0196304000000001E-2,0.12373867199999998,4.9683488000000005E-2,0.25366214400000003,4.4997151999999999E-2,4.9042927999999993E-2,0.395250304,5.2698271999999997E-2,0.25175804800000001,5.0156640000000002E-2,8.0914719999999982E-2,0.48582796799999994,6.6522975999999998E-2,5.0537584000000003E-2,4.6453663999999999E-2,6.7835935999999999E-2,0.13515192000000001,0.17930667199999997,0.19589454399999998,4.8552768000000003E-2,0.12826246399999999,0.16454364800000001,6.0312655999999999E-2,9.7166400000000014E-2,0.61688454399999992,0.55380302400000003,0.34190391999999997,0.188841808,0.178976736,0.68003352000000006,0.69462452800000007,0.50828335999999996,0.30635999999999997,6.6197887999999996E-2,0.31638625599999998,0.12484950399999999,0.18311943999999999,0.22628724800000002,0.41142632000000001,0.232194864,0.65438494400000002,0.13048420799999999,0.53045198400000004,0.52293156800000018,4.8399824000000001E-2,0.12965689600000002,0.45328183999999999,0.27215136000000001,0.403017456,0.65281718400000011,0.56565081600000011,0.34679567999999994,0.78398425599999999,0.60815083199999997,5.9748768000000001E-2,0.15700940800000002,0.58609665599999994,0.22883595200000001,0.48367991999999999,0.18070699200000001,0.25141399999999997,0.53280592000000004,0.276323184,0.3887004,0.14486176000000001,0.44239240000000002,0.57570275199999998,0.23809665599999999,0.35756816000000002,0.21080590399999999]
[440,1,0.64400000000000002,0.25900000000000001,5.457E-2,0.33382000000000001,0.11738,0.13788,5.7599999999999998E-2,5.7639999999999997E-2,4.5960000000000001E-2,0.18842,8.3580000000000002E-2,9.8290000000000002E-2,4.6249999999999999E-2,0.3538,0.23491999999999999,4.7370000000000002E-2,5.4699999999999999E-2,0.10249999999999999,0.123,2.035E-2,0.17068,8.9760000000000006E-2,0.51814000000000004,0.28100000000000003,5.4620000000000002E-2,0.17169999999999999,0.22586999999999999,4.7109999999999999E-2,0.1027,7.3779999999999998E-2,0.12709999999999999,5.0500000000000003E-2,0.25763999999999998,4.5109999999999997E-2,4.8989999999999999E-2,0.40412999999999999,5.2999999999999999E-2,0.26264999999999999,5.0389999999999997E-2,8.1299999999999997E-2,0.48949999999999999,6.6820000000000004E-2,5.0900000000000001E-2,4.65E-2,6.8409999999999999E-2,0.13619999999999999,0.182,0.20227000000000001,4.8890000000000003E-2,0.12931000000000001,0.16583000000000001,6.0589999999999998E-2,9.8000000000000004E-2,0.62039999999999995,0.55789,0.34437000000000001,0.19159999999999999,0.18103,0.68049999999999999,0.69721,0.51039000000000001,0.30975999999999998,6.6500000000000004E-2,0.31906000000000001,0.1255,0.18540000000000001,0.2291,0.41415000000000002,0.23380999999999999,0.65856999999999999,0.1336,0.53161999999999998,0.53051000000000004,4.8849999999999998E-2,0.13220000000000001,0.45679999999999998,0.27424999999999999,0.40977000000000002,0.65239000000000003,0.56720000000000004,0.34519,0.78449999999999998,0.60709999999999997,6.0040000000000003E-2,0.15820000000000001,0.58448,0.23055,0.48115999999999998,0.18160000000000001,0.249,0.53963000000000005,0.27932000000000001,0.39054,0.14546999999999999,0.44627,0.57701999999999998,0.23810000000000001,0.35649999999999998,0.2092]
[441,1,0.64298715200000001,0.25786793599999996,5.5347472000000002E-2,0.33200766399999992,0.115545968,0.13745500799999996,5.7621584000000003E-2,5.7571359999999995E-2,4.6125935999999992E-2,0.18779785600000004,8.3171519999999999E-2,9.7788E-2,4.6308736000000003E-2,0.35403596799999998,0.23770769599999997,4.7783488000000006E-2,5.4983056000000002E-2,0.10360147200000001,0.12304519999999998,1.9971776E-2,0.17061246400000002,9.0670816000000015E-2,0.51981832000000006,0.28103617600000003,5.403488E-2,0.17305057599999998,0.228972064,4.7252896000000003E-2,0.10637851200000001,7.7719040000000003E-2,0.130539184,5.1355392000000007E-2,0.26194526400000007,4.5234751999999996E-2,4.8943904000000003E-2,0.41272344,5.3332607999999997E-2,0.27368580800000003,5.0625215999999994E-2,8.1698640000000003E-2,0.49329724799999985,6.7124688000000002E-2,5.1311327999999996E-2,4.6548943999999988E-2,6.8923680000000001E-2,0.13731094400000002,0.18481614400000002,0.20878505600000002,4.925462399999999E-2,0.13036236800000003,0.16711111999999997,6.0885311999999997E-2,9.8857312000000017E-2,0.62399233600000004,0.56201763199999999,0.34690161600000002,0.194430768,0.18314470399999999,0.68099707199999993,0.69973062400000008,0.51242614399999997,0.31324659200000005,6.6824015999999986E-2,0.32181241599999993,0.12612256000000002,0.18775299200000001,0.23198251199999997,0.41681392,0.23538884800000001,0.66266078399999995,0.136719232,0.53276924800000003,0.53745670400000001,4.9318559999999997E-2,0.13475316800000001,0.46017812799999996,0.27621956799999997,0.41602193600000004,0.65180350399999998,0.56864851200000011,0.34362425600000007,0.78500337600000003,0.60603796799999987,6.0299376000000002E-2,0.159200272,0.58282153599999997,0.23214492799999997,0.47859601599999996,0.182226096,0.24656209600000001,0.54602983999999999,0.28217984000000002,0.39238273600000001,0.145987008,0.44967843199999996,0.57805547199999996,0.23798623999999999,0.35520999999999997,0.20758014400000002]
[442,1,0.64191923200000001,0.25665112000000001,5.6014464E-2,0.33011798400000003,0.113679552,0.13699436800000001,5.7638528000000008E-2,5.7499519999999998E-2,4.6293680000000004E-2,0.18717049600000002,8.2729616000000006E-2,9.7022672000000018E-2,4.6350192000000005E-2,0.35427288000000001,0.24046553599999998,4.8194448000000001E-2,5.5277488000000007E-2,0.10469255999999998,0.123104688,1.959576E-2,0.17055649600000003,9.1608240000000007E-2,0.52146681600000011,0.28111750400000007,5.3585952000000006E-2,0.17444742400000002,0.23195571200000004,4.7422880000000014E-2,0.11022939200000001,8.2010351999999995E-2,0.13405673600000001,5.2251264000000006E-2,0.26659140800000003,4.5372512000000004E-2,4.8904656000000005E-2,0.42101680000000002,5.3695488E-2,0.28483950400000002,5.0862095999999996E-2,8.2110832000000009E-2,0.49722123200000001,6.7438144000000019E-2,5.1775424E-2,4.66004E-2,6.9378128000000011E-2,0.138488048,0.18775788800000001,0.215435712,4.9648256000000009E-2,0.13142012800000002,0.16838732800000003,6.1198976000000009E-2,9.974126400000001E-2,0.62766608000000002,0.56618910400000011,0.34950811200000004,0.19733454400000003,0.18532712000000001,0.6815301279999999,0.70218512000000022,0.51439232000000001,0.316818608,6.7170991999999999E-2,0.32464926399999999,0.126719472,0.19018144000000003,0.23493657600000006,0.41941639999999997,0.23692990400000002,0.6666554400000001,0.13983905599999999,0.53390038400000006,0.54374344000000008,4.9804719999999997E-2,0.13731553600000002,0.46340248000000001,0.27805579199999997,0.42173945600000001,0.65106516800000003,0.56999515200000017,0.34210297600000006,0.78549499200000006,0.60496519999999998,6.0526671999999997E-2,0.159987712,0.581130064,0.23360692799999999,0.47599499200000001,0.18256784000000001,0.24410646400000002,0.55200620800000011,0.28489987200000005,0.39423419200000004,0.146410704,0.45261355200000003,0.57880190400000009,0.23774948800000004,0.35369617600000003,0.20595047999999999]
[443,1,0.64078459200000004,0.25534198400000008,5.6516256000000001E-2,0.32816102400000002,0.111785856,0.13649908800000002,5.7648032000000002E-2,5.7426800000000007E-2,4.6463424000000003E-2,0.18654057600000001,8.2254512000000016E-2,9.6130384000000013E-2,4.6377648E-2,0.35451091200000007,0.243187136,4.8605087999999998E-2,5.5583359999999998E-2,0.105771568,0.12317601600000001,1.9230624000000002E-2,0.17051332800000002,9.2570384000000006E-2,0.52309091200000002,0.28124267200000008,5.3265184000000007E-2,0.17589323200000001,0.234872,4.7607904000000006E-2,0.11425243200000001,8.6668384000000015E-2,0.13765700800000003,5.3191056E-2,0.27160315200000007,4.5525712000000003E-2,4.8872447999999999E-2,0.42899583999999996,5.4083088000000001E-2,0.29609767999999997,5.1102095999999993E-2,8.2540223999999995E-2,0.50127385600000007,6.7762080000000016E-2,5.2299360000000003E-2,4.6653535999999995E-2,6.9792575999999995E-2,0.139734672,0.19082851200000001,0.22221828800000001,5.0073248000000008E-2,0.13248708800000003,0.16966489600000001,6.1534560000000002E-2,0.10065881600000001,0.63141358400000003,0.57040633600000001,0.35221692800000004,0.20031599999999999,0.187590016,0.68209806400000006,0.704575536,0.5162928160000001,0.32046878399999995,6.7541087999999999E-2,0.32758035200000002,0.127302784,0.19269092800000004,0.23796936000000002,0.42196112000000002,0.23843591999999997,0.67055273600000009,0.14296312,0.53501144,0.54939753600000008,5.0305119999999995E-2,0.139892304,0.46645099200000006,0.27979121600000001,0.42691449600000003,0.65021243200000001,0.57123771200000006,0.34066041600000002,0.78596844799999999,0.60386819200000008,6.0724688000000006E-2,0.16071243200000002,0.57939851200000003,0.234916768,0.47336420800000012,0.18265582400000002,0.24163403200000005,0.55757737600000001,0.28746222400000004,0.39608836800000008,0.14674552000000002,0.45511347200000002,0.579281936,0.23738425600000002,0.35196451200000001,0.20431161600000003]
[444,1,0.63956579200000008,0.25393068800000002,5.6770847999999999E-2,0.32615558399999994,0.10987088,0.13597052800000003,5.7646176000000007E-2,5.7356159999999996E-2,4.6635487999999996E-2,0.18591257600000002,8.1747648000000006E-2,9.5325136000000005E-2,4.6396303999999999E-2,0.35474998400000007,0.24586993599999998,4.9019327999999994E-2,5.5900832000000004E-2,0.10683769600000001,0.12325542400000002,1.8891327999999999E-2,0.17048408000000001,9.3554928000000009E-2,0.52469964800000002,0.28140768000000005,5.3043936000000007E-2,0.17739295999999999,0.23778260800000001,4.7786207999999997E-2,0.118446432,9.1703376000000003E-2,0.14134648,5.4179327999999999E-2,0.277008896,4.5697391999999996E-2,4.8847519999999998E-2,0.43664959999999997,5.4486848000000004E-2,0.30745289600000003,5.1347535999999999E-2,8.2992096000000001E-2,0.50545647999999999,6.8098655999999994E-2,5.2891776000000001E-2,4.6707072000000002E-2,7.0201343999999999E-2,0.14105417599999998,0.19403145599999999,0.22912814400000001,5.0532800000000003E-2,0.13356892800000003,0.17095342399999999,6.1897104000000001E-2,0.101619168,0.63521884799999995,0.574669808,0.35506462400000005,0.203382496,0.18994971200000002,0.68269568000000003,0.70690611199999998,0.51813387200000005,0.32418575999999999,6.7934063999999988E-2,0.33061728000000001,0.12789137599999997,0.19528841600000002,0.24109110399999997,0.42445439999999995,0.23991169599999998,0.67435147200000001,0.14609862399999998,0.53609889599999994,0.55448155199999993,5.081488E-2,0.14249187200000002,0.46929750400000003,0.28147327999999999,0.43155697600000004,0.64929969599999993,0.57237347200000011,0.33933369599999996,0.78641286399999988,0.60272518400000008,6.0897984000000009E-2,0.16159019200000002,0.57760911999999998,0.23605364799999998,0.47071038399999998,0.182551888,0.23914207999999998,0.56277366400000006,0.28984433600000004,0.39793062400000001,0.146999936,0.45724251200000005,0.579537568,0.23688582399999999,0.35002612799999994,0.20266163200000004]
[445,1,0.63824999999999998,0.25241000000000002,5.6739999999999999E-2,0.32411000000000001,0.10793999999999999,0.13541,5.7630000000000001E-2,5.7290000000000001E-2,4.6809999999999997E-2,0.18529000000000001,8.1210000000000004E-2,9.4740000000000005E-2,4.641E-2,0.35499000000000003,0.24851000000000001,4.9439999999999998E-2,5.6230000000000002E-2,0.10789,0.12334000000000001,1.8589999999999999E-2,0.17047000000000001,9.4560000000000005E-2,0.52629999999999999,0.28161000000000003,5.2900000000000003E-2,0.17895,0.24071999999999999,4.7940000000000003E-2,0.12281,9.7110000000000002E-2,0.14513000000000001,5.5219999999999998E-2,0.28283000000000003,4.589E-2,4.8829999999999998E-2,0.44396999999999998,5.4899999999999997E-2,0.31889000000000001,5.16E-2,8.3470000000000003E-2,0.50976999999999995,6.8449999999999997E-2,5.3560000000000003E-2,4.6760000000000003E-2,7.0629999999999998E-2,0.14244999999999999,0.19736999999999999,0.23616000000000001,5.1029999999999999E-2,0.13467000000000001,0.17226,6.2289999999999998E-2,0.10263,0.63907000000000003,0.57898000000000005,0.35808000000000001,0.20654,0.19242000000000001,0.68332000000000004,0.70918000000000003,0.51992000000000005,0.32795999999999997,6.8349999999999994E-2,0.33377000000000001,0.1285,0.19797999999999999,0.24431,0.4269,0.24135999999999999,0.67805000000000004,0.14924999999999999,0.53715999999999997,0.55903999999999998,5.1330000000000001E-2,0.14512,0.47192000000000001,0.28312999999999999,0.43567,0.64837,0.57340000000000002,0.33814,0.78681999999999996,0.60152000000000005,6.105E-2,0.16275000000000001,0.57574999999999998,0.23699999999999999,0.46804000000000001,0.18229999999999999,0.23663000000000001,0.56762000000000001,0.29203000000000001,0.39974999999999999,0.14718000000000001,0.45905000000000001,0.5796,0.23624999999999999,0.34788999999999998,0.20100000000000001]
[446,1,0.63683814399999994,0.25078080000000003,5.6443408E-2,0.32201577599999998,0.10599678400000001,0.13481863999999999,5.7599168000000006E-2,5.7228800000000003E-2,4.6986543999999998E-2,0.18467361600000004,8.0641120000000011E-2,9.4351760000000007E-2,4.6418335999999991E-2,0.35523113600000006,0.25109936000000005,4.9866767999999999E-2,5.6570688000000001E-2,0.108926912,0.123429408,1.8329984000000001E-2,0.17047264000000004,9.5585072000000007E-2,0.52789273600000008,0.28185139199999998,5.2843983999999997E-2,0.18056297600000001,0.243691712,4.8077152000000012E-2,0.12734144,0.102875616,0.14900750399999999,5.6314911999999995E-2,0.28906688000000008,4.6104032000000003E-2,4.881975999999999E-2,0.45094807999999997,5.5321215999999999E-2,0.33038087999999999,5.1858896000000008E-2,8.3972192000000015E-2,0.51421407999999991,6.881799999999999E-2,5.43072E-2,4.6812191999999996E-2,7.1075999999999986E-2,0.14392591999999998,0.20084691200000002,0.24330638400000001,5.1567424000000001E-2,0.13579035200000003,0.1735844,6.2711615999999998E-2,0.103694368,0.64296745600000005,0.58333753600000005,0.36126833600000008,0.20979020800000003,0.195007072,0.68397494400000003,0.71139691199999999,0.521650528,0.33178748800000002,6.878999999999999E-2,0.33704342399999998,0.12913118400000001,0.20076889599999997,0.247628192,0.429294224,0.24277737599999999,0.68164528000000002,0.15241353600000002,0.538194752,0.56306336000000001,5.1848960000000006E-2,0.14777427199999998,0.47430870399999997,0.28475734400000002,0.43923622400000001,0.64743227200000009,0.57431577599999994,0.33707812800000003,0.787189472,0.60025334400000008,6.1180671999999998E-2,0.16418083200000003,0.57382699200000009,0.23774756799999999,0.46535884800000005,0.181890208,0.234103424,0.57212017599999998,0.29401619200000001,0.40154639999999997,0.14728436800000003,0.460540528,0.57946779199999998,0.235473984,0.34555887999999996,0.199330176]
[447,1,0.635332432,0.24904622400000007,5.5873456000000002E-2,0.31987062399999999,0.104044816,0.13419788800000004,5.7553472000000001E-2,5.7172560000000011E-2,4.7164544000000003E-2,0.18406481599999999,8.0041152000000004E-2,9.4171184000000019E-2,4.6420607999999995E-2,0.35547355200000008,0.253632256,5.0299488000000003E-2,5.6922639999999997E-2,0.10994748800000001,0.123523296,1.8116784000000004E-2,0.17049356800000001,9.6629904000000016E-2,0.52947923200000002,0.28213291200000001,5.2886863999999999E-2,0.18223035200000001,0.24672816,4.8214783999999997E-2,0.13203779199999999,0.10899390400000002,0.152978528,5.7465936000000002E-2,0.2957118720000001,4.6339472000000007E-2,4.8816607999999991E-2,0.45757448000000001,5.5748848000000004E-2,0.34190087999999991,5.2123375999999999E-2,8.4495663999999984E-2,0.51878705599999997,6.9204879999999996E-2,5.5135839999999998E-2,4.6863536000000004E-2,7.1537296E-2,0.145485952,0.20446483200000001,0.25055724800000007,5.2148287999999994E-2,0.13692956800000003,0.174926096,6.315904E-2,0.104815216,0.6469089440000001,0.58774145600000005,0.36463164800000009,0.21313544000000004,0.19771681600000002,0.68466374400000007,0.71355705600000008,0.523324016,0.33566262400000002,6.9255328000000005E-2,0.34044155199999998,0.12978838400000001,0.20365812800000002,0.25104792000000004,0.43163216000000004,0.24415903999999999,0.6851334560000002,0.15558496000000002,0.53920312000000004,0.56655201599999994,5.2369839999999994E-2,0.15045110400000003,0.47645619200000011,0.28636041600000001,0.44224761599999995,0.64649531199999999,0.57511923199999992,0.33615585600000003,0.787520208,0.59892619200000008,6.1289888000000008E-2,0.16591451200000001,0.57184379200000002,0.23829164799999997,0.46267164799999999,0.181317584,0.23156731200000003,0.57627777599999996,0.2957998240000001,0.403315808,0.14731208000000001,0.46172339200000001,0.57914305600000004,0.234556656,0.34303803199999999,0.19765489600000002]
[448,1,0.63371887999999998,0.24719620800000003,5.5165904000000016E-2,0.317647552,0.10208932800000002,0.13354881600000004,5.749033600000001E-2,5.7124640000000011E-2,4.7344223999999997E-2,0.18346609600000002,7.9410544E-2,9.4124368E-2,4.6421280000000002E-2,0.35571652800000009,0.25610235199999998,5.0740608E-2,5.7286192000000007E-2,0.11095054400000001,0.123618704,1.7960944000000006E-2,0.17053417600000001,9.7692336000000018E-2,0.5310658880000001,0.28245299200000007,5.2979023999999993E-2,0.183955808,0.24971348799999996,4.8298335999999997E-2,0.13689838400000001,0.11537443199999999,0.157048352,5.8677279999999991E-2,0.30279406400000003,4.6599632000000009E-2,4.8820575999999997E-2,0.46386055999999992,5.6176320000000002E-2,0.35341104000000001,5.2395216000000008E-2,8.5045456000000005E-2,0.52349083200000013,6.9612720000000003E-2,5.6054400000000011E-2,4.6912880000000004E-2,7.2042672000000002E-2,0.14713310399999999,0.20822723200000001,0.25791043199999997,5.2775392000000004E-2,0.13809310400000002,0.17629203200000002,6.3637104000000014E-2,0.10600046400000002,0.65088547200000013,0.59219353600000013,0.36820248000000005,0.21658123200000001,0.20056336000000002,0.68538366400000006,0.71566344000000004,0.52494574400000005,0.33957735999999999,6.9745775999999995E-2,0.34397543999999997,0.13048510400000002,0.20665455999999999,0.25457708800000001,0.43391833600000007,0.24550934400000002,0.68851379200000007,0.158768944,0.54018148799999999,0.56954035199999997,5.2889359999999996E-2,0.15315793599999999,0.47833848000000007,0.28790564800000001,0.44469796800000005,0.64560235200000005,0.57580788799999993,0.33529854400000003,0.78780478399999998,0.59752184000000008,6.138142399999999E-2,0.16779675199999999,0.56979043200000012,0.23861188800000005,0.45998588799999995,0.18062168000000001,0.22902191999999996,0.58012785599999994,0.29737649599999999,0.40505153599999999,0.14726899200000002,0.462642736,0.57865392000000004,0.23349252799999998,0.34033350399999995,0.19597473600000001]
[449,1,0.63197812799999997,0.24521619200000003,5.4528752E-2,0.31530648,0.10013607999999999,0.13287238400000001,5.7406479999999996E-2,5.7089600000000004E-2,4.7526064E-2,0.18288025599999999,7.8749856000000007E-2,9.408035200000002E-2,4.6426592000000003E-2,0.35595894400000005,0.25850308799999999,5.1193407999999996E-2,5.7661904E-2,0.11193487999999999,0.12371179199999999,1.7874784000000001E-2,0.17059582400000001,9.8769568000000016E-2,0.53266078400000005,0.28280923200000002,5.3046143999999996E-2,0.185744784,0.25246217599999998,4.8244768E-2,0.14192321600000002,0.1218856,0.161224176,5.9953984000000002E-2,0.31035473600000002,4.6888991999999997E-2,4.8831743999999996E-2,0.46982775999999998,5.6595391999999994E-2,0.36486424000000001,5.2677056E-2,8.5629328000000005E-2,0.52832844800000001,7.0043599999999998E-2,5.7073440000000003E-2,4.6958703999999997E-2,7.2631808000000006E-2,0.14887001600000002,0.21213787200000001,0.26536649599999995,5.3451455999999994E-2,0.13928848000000002,0.17769156800000002,6.4153247999999996E-2,0.10725971200000001,0.65488584000000005,0.59669641600000001,0.37202363199999999,0.22013422399999999,0.20356358399999999,0.68612990399999996,0.7177200640000001,0.52652323199999995,0.34352281600000001,7.0260623999999994E-2,0.34765852800000002,0.131238144,0.20976643199999997,0.25822545600000002,0.43616035200000003,0.246835728,0.69178660799999991,0.16197308800000002,0.54112489600000013,0.57207404800000006,5.3403840000000001E-2,0.15590596800000003,0.47992612800000001,0.28933784000000001,0.44658168000000004,0.64480811199999988,0.576378944,0.33439027199999999,0.78803367999999996,0.59601764800000001,6.1460399999999998E-2,0.16957115199999998,0.56765235200000008,0.238682848,0.45730996800000001,0.179856976,0.22646596799999999,0.58371761600000005,0.29874332800000003,0.40674606400000002,0.14716326399999999,0.46335423999999992,0.578037264,0.23227471999999999,0.33745153599999994,0.194289616]
[450,1,0.63009999999999999,0.24310000000000001,5.4100000000000002E-2,0.31281999999999999,9.819E-2,0.13217000000000001,5.7299999999999997E-2,5.7070000000000003E-2,4.7710000000000002E-2,0.18231,7.8060000000000004E-2,9.3950000000000006E-2,4.6440000000000002E-2,0.35620000000000002,0.26083000000000001,5.1659999999999998E-2,5.8049999999999997E-2,0.1129,0.12379999999999999,1.787E-2,0.17068,9.9860000000000004E-2,0.53427000000000002,0.28320000000000001,5.3039999999999997E-2,0.18759999999999999,0.25485999999999998,4.8009999999999997E-2,0.14710999999999999,0.12842999999999999,0.16550999999999999,6.13E-2,0.31841000000000003,4.7210000000000002E-2,4.8849999999999998E-2,0.47549000000000002,5.7000000000000002E-2,0.37622,5.2970000000000003E-2,8.6249999999999993E-2,0.5333,7.0499999999999993E-2,5.8200000000000002E-2,4.7E-2,7.3330000000000006E-2,0.1507,0.2162,0.27292,5.4179999999999999E-2,0.14052000000000001,0.17913000000000001,6.4710000000000004E-2,0.1086,0.65890000000000004,0.60124999999999995,0.37612000000000001,0.2238,0.20673,0.68689999999999996,0.71972999999999998,0.52805999999999997,0.34749000000000002,7.0800000000000002E-2,0.35149999999999998,0.13206000000000001,0.21299999999999999,0.26200000000000001,0.43836000000000003,0.24814,0.69494999999999996,0.16520000000000001,0.54203000000000001,0.57418999999999998,5.391E-2,0.15870000000000001,0.48120000000000002,0.29061999999999999,0.44790000000000002,0.64415,0.57682999999999995,0.33334999999999998,0.78820000000000001,0.59440000000000004,6.1530000000000001E-2,0.17107,0.56542000000000003,0.23849000000000001,0.45465,0.17906,0.22389999999999999,0.58708000000000005,0.2999,0.40838999999999998,0.14699999999999999,0.46389999999999998,0.57732000000000006,0.23089999999999999,0.33439999999999998,0.19259999999999999]
[451,1,0.62808881599999999,0.24085414400000002,5.3865792000000003E-2,0.31019115199999997,9.6254591999999986E-2,0.13144350399999999,5.7171151999999989E-2,5.7065232E-2,4.7895264E-2,0.18175723200000002,7.7342080000000007E-2,9.3755232000000008E-2,4.6460592000000002E-2,0.356439648,0.26308126400000004,5.2140479999999996E-2,5.8450063999999989E-2,0.11384616000000002,0.123882928,1.7956816000000004E-2,0.170788304,0.100963952,0.53589556799999993,0.28362547199999993,5.2965760000000001E-2,0.18952015999999999,0.25693932799999997,4.7603983999999995E-2,0.15245305599999998,0.13499015999999997,0.16990524800000001,6.2717311999999997E-2,0.326937792,4.7562128000000009E-2,4.8875071999999999E-2,0.48084403200000009,5.7388128000000004E-2,0.38745606399999999,5.3272880000000009E-2,8.6902911999999999E-2,0.53840097600000003,7.0984608000000005E-2,5.9436495999999998E-2,4.7036703999999992E-2,7.4139632000000011E-2,0.15262728,0.220415792,0.280557008,5.4965312000000002E-2,0.141786896,0.18060636800000002,6.5302880000000008E-2,0.11002398400000001,0.66292151999999993,0.60585025599999998,0.38048868800000007,0.22758142399999998,0.21006684799999997,0.68769617599999988,0.72169430400000012,0.52955367999999992,0.35147056000000004,7.1365183999999998E-2,0.35550139199999997,0.132955136,0.21635719999999997,0.26590188800000009,0.44051073600000001,0.24941579200000003,0.69799908799999988,0.16844379200000004,0.54289644800000003,0.57590436800000011,5.4405568000000001E-2,0.16153398399999999,0.48215793600000001,0.29175823999999995,0.44866116800000005,0.64363443200000003,0.57715932800000003,0.33218737599999992,0.78830168,0.59267012800000007,6.1590143999999999E-2,0.17232619199999999,0.56309372800000002,0.23803568000000003,0.45200854400000007,0.17823355199999999,0.22132764799999996,0.59022091200000015,0.30084840000000002,0.40997393599999993,0.146778992,0.46429544000000006,0.57650950400000001,0.22937068799999999,0.331188176,0.19090750400000001]
[452,1,0.62594592000000004,0.23848236800000006,5.3831104000000012E-2,0.30742251199999998,9.4333568000000007E-2,0.13069449599999997,5.7019856000000001E-2,5.7075360000000012E-2,4.8081344000000005E-2,0.18122353599999999,7.6597103999999999E-2,9.3510367999999996E-2,4.6488560000000005E-2,0.35667772799999997,0.26525491200000001,5.2635328000000002E-2,5.8861711999999997E-2,0.11477350400000001,0.12395974400000001,1.8146864000000002E-2,0.17092225599999999,0.10208145600000003,0.53753988800000008,0.28408571199999999,5.2821023999999994E-2,0.19150532800000003,0.25870996800000001,4.7009776000000003E-2,0.15794686399999999,0.14153811199999999,0.174410912,6.4208240000000014E-2,0.33592270400000007,4.7945712000000001E-2,4.8906815999999999E-2,0.48589055999999997,5.7757200000000015E-2,0.39855064000000001,5.3585136000000005E-2,8.7585535999999992E-2,0.543627152,7.1499839999999995E-2,6.0787439999999991E-2,4.7068639999999995E-2,7.5070512000000006E-2,0.15465574399999998,0.22478731200000002,0.28826555200000004,5.5811392000000008E-2,0.14308966400000001,0.18212123200000005,6.5929424E-2,0.111535024,0.666943552,0.610493536,0.38513280000000005,0.23148123200000001,0.21357863999999999,0.68852006399999988,0.72361431999999992,0.53100350399999996,0.35545592000000004,7.1956976000000006E-2,0.35966455999999997,0.13392910400000002,0.21983967999999998,0.26993204799999998,0.44260833600000005,0.25065902400000001,0.70092995199999997,0.17169958400000002,0.54372332800000012,0.57723667200000006,5.4888320000000004E-2,0.16440321600000002,0.48279584000000014,0.29275396800000003,0.44887292800000006,0.64327139200000005,0.57736500800000001,0.330911344,0.78833582400000013,0.5908261600000001,6.1641424E-2,0.17334427200000002,0.56067227200000014,0.23731988800000001,0.449388448,0.17738616000000004,0.21875159999999999,0.59315089600000004,0.30159137600000008,0.4114896959999999,0.14650115200000002,0.46455945600000004,0.5756160800000002,0.22768860800000001,0.32782502399999996,0.189213456]
[453,1,0.62369022400000007,0.236006192,5.3998816000000005E-2,0.30450227200000002,9.242950400000001E-2,0.12992644800000003,5.684848E-2,5.7096608000000014E-2,4.8266064000000004E-2,0.18071296000000001,7.5827807999999997E-2,9.3162703999999999E-2,4.6518288000000005E-2,0.35691396800000003,0.26735391999999997,5.3143296000000007E-2,5.9284400000000008E-2,0.11568436800000001,0.12403168000000002,1.8449632000000001E-2,0.17108396800000003,0.10321456000000001,0.53920476800000006,0.28458019200000001,5.2614927999999998E-2,0.193548576,0.26021484800000005,4.6335888000000006E-2,0.16358203199999999,0.14803222400000002,0.17901937600000001,6.5773808000000003E-2,0.34529953600000007,4.8356096000000001E-2,4.894416E-2,0.49062876799999999,5.8106671999999991E-2,0.40946617600000002,5.3902592000000006E-2,8.8282880000000008E-2,0.54896988800000013,7.2050432000000011E-2,6.2245903999999998E-2,4.7096096000000004E-2,7.6100031999999998E-2,0.15679124799999999,0.22931699200000003,0.29601921599999997,5.6725312E-2,0.144422192,0.18366649600000004,6.6574688000000007E-2,0.11313286400000003,0.67095614400000003,0.61517081600000012,0.39001939200000002,0.23550424000000003,0.21726795200000001,0.68937443199999993,0.72549129599999995,0.53239916800000009,0.35943536000000004,7.2578768000000002E-2,0.36398812800000002,0.13498355200000001,0.22345071999999999,0.27409260800000002,0.44463409600000003,0.25185177600000003,0.70373233600000007,0.17495601600000002,0.544511568,0.57820921600000019,5.5355311999999997E-2,0.16729444800000001,0.48312438400000007,0.29359793600000006,0.44856412800000001,0.64305283199999996,0.57744588799999996,0.32946947199999999,0.78830244800000004,0.588882032,6.1681264000000006E-2,0.17411579199999999,0.55815793600000008,0.23636217600000001,0.44678891200000009,0.176508368,0.21617811200000001,0.59586680000000014,0.30213859200000004,0.41291545599999996,0.14616275199999998,0.46470251199999996,0.57464297600000014,0.225861808,0.32432571199999999,0.187519568]
[454,1,0.62135084799999996,0.23345721600000002,5.4351728000000002E-2,0.301416352,9.0544239999999998E-2,0.12914376,5.6660864000000005E-2,5.7122975999999999E-2,4.8446383999999995E-2,0.18023054399999999,7.5037791999999992E-2,9.2642000000000002E-2,4.6540895999999998E-2,0.35714812799999995,0.26938412799999994,5.3662064000000009E-2,5.9717407999999993E-2,0.116582272,0.124101216,1.8873759999999996E-2,0.17127584000000001,0.10436654400000001,0.54089116800000003,0.28510835200000001,5.2368752000000005E-2,0.19563926399999998,0.26153036799999996,4.5753599999999998E-2,0.16934671999999998,0.15443385599999998,0.18371847999999999,6.7414176000000006E-2,0.35497404800000004,4.878592000000001E-2,4.8985583999999999E-2,0.49505553600000007,5.8437504000000001E-2,0.42016043200000003,5.4219087999999999E-2,8.8973183999999997E-2,0.55441766400000003,7.2642224000000005E-2,6.3799168000000003E-2,4.7119712000000001E-2,7.7188032000000004E-2,0.15904067199999999,0.23400723199999998,0.30378360000000004,5.7715711999999995E-2,0.14577464000000001,0.18522919999999998,6.7216991999999989E-2,0.11481494399999999,0.67494825600000008,0.61986985599999989,0.39509486399999999,0.239655808,0.221135104,0.69026319999999997,0.72732619200000004,0.53372515199999992,0.36339712000000002,7.323528E-2,0.368467936,0.13611720000000002,0.22719360000000002,0.27838524799999997,0.44656145599999997,0.25296860799999998,0.70639264000000002,0.17819740799999997,0.54526332799999999,0.57884336000000003,5.5803424000000004E-2,0.17018880000000003,0.48316380800000008,0.29428118399999997,0.44777516799999995,0.64295771200000007,0.57740124800000003,0.32779352,0.78820355199999992,0.58686102399999984,6.1705184000000003E-2,0.17464979200000003,0.55555591999999998,0.23519390400000001,0.444206816,0.175578016,0.213615424,0.59835566399999995,0.30250380800000004,0.41422297599999996,0.14575723199999999,0.46472756799999998,0.57358763199999996,0.22390220800000002,0.32070864000000004,0.18582783999999999]
[455,1,0.61895,0.23086000000000001,5.4870000000000002E-2,0.29815999999999998,8.8679999999999995E-2,0.12834999999999999,5.6460000000000003E-2,5.7149999999999999E-2,4.8619999999999997E-2,0.17978,7.4230000000000004E-2,9.1910000000000006E-2,4.6550000000000001E-2,0.35737999999999998,0.27134999999999998,5.4190000000000002E-2,6.0159999999999998E-2,0.11747,0.12417,1.9429999999999999E-2,0.17150000000000001,0.10553999999999999,0.54259999999999997,0.28566999999999998,5.21E-2,0.19777,0.26272000000000001,4.5370000000000001E-2,0.17523,0.16070999999999999,0.1885,6.9129999999999997E-2,0.36487000000000003,4.9230000000000003E-2,4.9029999999999997E-2,0.49917,5.8749999999999997E-2,0.43059999999999998,5.4530000000000002E-2,8.9639999999999997E-2,0.55996000000000001,7.3279999999999998E-2,6.5439999999999998E-2,4.7140000000000001E-2,7.8310000000000005E-2,0.16141,0.23885999999999999,0.31152999999999997,5.8790000000000002E-2,0.14713999999999999,0.18679999999999999,6.7839999999999998E-2,0.11658,0.67891000000000001,0.62458000000000002,0.40032000000000001,0.24393999999999999,0.22517999999999999,0.69118999999999997,0.72911999999999999,0.53496999999999995,0.36732999999999999,7.3929999999999996E-2,0.37309999999999999,0.13733000000000001,0.23107,0.28281000000000001,0.44836999999999999,0.25398999999999999,0.70889999999999997,0.18140999999999999,0.54598000000000002,0.57916000000000001,5.6230000000000002E-2,0.17307,0.48293000000000003,0.29480000000000001,0.44653999999999999,0.64297000000000004,0.57723000000000002,0.32584999999999997,0.78803999999999996,0.58477999999999997,6.1710000000000001E-2,0.17496,0.55286999999999997,0.23383999999999999,0.44163999999999998,0.17458000000000001,0.21107000000000001,0.60060999999999998,0.30270000000000002,0.41538999999999998,0.14527999999999999,0.46464,0.57245000000000001,0.22181999999999999,0.31698999999999999,0.18414]
[456,1,0.61648934399999999,0.22821817600000002,5.5565136000000008E-2,0.29473718399999999,8.6840047999999989E-2,0.127546352,5.6246431999999999E-2,5.7177583999999997E-2,4.8786575999999991E-2,0.17936124799999997,7.3405488000000005E-2,9.0966095999999996E-2,4.6546608000000003E-2,0.35760966399999994,0.27325158399999994,5.4727376000000001E-2,6.0611584000000003E-2,0.118348064,0.12423737600000001,2.0135088000000002E-2,0.17175772800000003,0.10673537599999999,0.54433198400000005,0.28626601600000001,5.1805488000000004E-2,0.19994297599999999,0.263779392,4.5171567999999995E-2,0.18122366399999998,0.16683108799999996,0.193367392,7.0923455999999996E-2,0.37496524800000003,4.9689648000000003E-2,4.9077775999999997E-2,0.50297867200000002,5.9042432000000006E-2,0.44076753600000002,5.4835088000000004E-2,9.0282527999999987E-2,0.56558969599999998,7.3965647999999995E-2,6.7177568000000007E-2,4.7157120000000004E-2,7.9472991999999992E-2,0.16390252799999999,0.24387583999999998,0.31924665599999996,5.9952063999999992E-2,0.14851984000000001,0.188380608,6.8443119999999996E-2,0.11843081600000001,0.68283507200000004,0.62929518399999995,0.40569865600000005,0.24835705600000002,0.22940150400000003,0.69215775999999984,0.73087387199999998,0.53613480000000002,0.37122470399999996,7.4662655999999994E-2,0.37788097599999998,0.138625888,0.23507651200000002,0.287362112,0.4500576,0.254914064,0.71125179199999988,0.18458601599999999,0.54666089600000001,0.57917852799999991,5.6633536000000005E-2,0.17592937600000003,0.48242579200000002,0.29515260799999998,0.44487331200000002,0.64308900800000013,0.57692990399999999,0.32364337599999998,0.78780937599999989,0.58263663999999993,6.1696463999999993E-2,0.17503500800000002,0.55009947199999998,0.23230579200000001,0.43908926399999998,0.17352028799999999,0.20854294399999998,0.60264059200000009,0.30273392000000005,0.41641230399999996,0.14473246399999998,0.46445249599999999,0.57123753600000005,0.219620288,0.31317953600000004,0.18245676799999999]
[457,1,0.61397054400000006,0.22553499199999999,5.6459056000000001E-2,0.29114667200000005,8.5027344000000005E-2,0.12673372799999999,5.6021040000000001E-2,5.7205487999999999E-2,4.8945823999999999E-2,0.17897319999999997,7.2565248000000013E-2,8.9787904000000002E-2,4.6532208000000005E-2,0.35783748799999998,0.27508959999999999,5.5274256000000001E-2,6.1071519999999997E-2,0.11921700799999999,0.12430288,2.1008192000000002E-2,0.17205012800000002,0.10795328,0.54608668799999993,0.286897872,5.1480448000000005E-2,0.20216161599999999,0.26469204800000001,4.5176528000000007E-2,0.18731819199999999,0.17276782400000001,0.19832561600000001,7.2796607999999999E-2,0.385235296,5.016681600000001E-2,4.9129680000000009E-2,0.50648996800000001,5.9313631999999998E-2,0.45064553600000001,5.5134272000000012E-2,9.0901120000000016E-2,0.57129812800000013,7.4700751999999995E-2,6.9023903999999997E-2,4.7171456E-2,8.067579200000001E-2,0.166521168,0.24905435200000003,0.32692233599999998,6.120563200000001E-2,0.14991643199999999,0.18997361599999998,6.9027008000000001E-2,0.12036990400000001,0.68671806399999991,0.63400817600000003,0.41123571200000003,0.25290560000000006,0.23379523199999999,0.69317043199999995,0.73258873600000007,0.53722204799999995,0.37507192,7.5432287999999986E-2,0.38280460800000005,0.14000779199999999,0.23920656000000001,0.29203348800000006,0.45162361600000001,0.25574041600000003,0.71344633600000007,0.18771617600000004,0.54730564800000003,0.57891625599999996,5.7012911999999999E-2,0.17875596800000002,0.48165766400000004,0.29533321600000001,0.44279212800000006,0.64330779199999999,0.57649852800000001,0.32115539199999998,0.78750972799999996,0.58042835200000009,6.166542400000001E-2,0.17485363200000004,0.547244336,0.23059889600000003,0.4365544320000001,0.17240220800000003,0.206034512,0.60445815999999997,0.30261195200000002,0.41728881600000001,0.14411627199999999,0.46417315199999998,0.5699552160000001,0.21730980799999999,0.309287072,0.18077852799999999]
[458,1,0.61141542399999982,0.22283500800000003,5.7442976000000007E-2,0.28742744000000003,8.3244639999999995E-2,0.125915744,5.578628800000001E-2,5.7229872000000008E-2,4.9095872000000013E-2,0.17862019199999998,7.1712128E-2,8.8475551999999999E-2,4.6500128000000009E-2,0.35806259199999996,0.27686841600000006,5.5829535999999999E-2,6.1538735999999997E-2,0.12007971200000002,0.124367584,2.2058335999999998E-2,0.17237956800000001,0.10919630400000001,0.54786627200000004,0.28756484799999998,5.1162688000000012E-2,0.20441761600000002,0.26559166400000001,4.5316288000000003E-2,0.19350399999999998,0.17851384000000003,0.2033652,7.475016000000001E-2,0.39560606400000004,5.0655744000000003E-2,4.9183904000000001E-2,0.50969990400000009,5.9563472000000006E-2,0.46022161600000006,5.5423216000000004E-2,9.147875200000001E-2,0.57707592000000008,7.5489856000000008E-2,7.0969039999999997E-2,4.7183232000000006E-2,8.1932912000000011E-2,0.16927228799999999,0.25439870400000003,0.334528096,6.2557920000000003E-2,0.15132190400000001,0.19156838399999998,6.9574656000000012E-2,0.12239595200000002,0.69054793599999997,0.6387098080000001,0.41689108800000002,0.25759118399999997,0.23836391999999998,0.69423030399999985,0.73426567999999992,0.5382181760000001,0.37886001600000002,7.6243199999999997E-2,0.38786960000000004,0.141476096,0.24346556800000002,0.29682718400000008,0.453046432,0.25644828800000002,0.71547176000000023,0.19078777600000002,0.5479148800000001,0.57839638400000004,5.7365567999999999E-2,0.18153624000000002,0.48063785599999997,0.29536974399999999,0.44032790400000005,0.643615936,0.57593507200000005,0.31850788800000002,0.78714119999999999,0.57817214399999994,6.1613503999999999E-2,0.17451777600000004,0.54430807999999997,0.22874256000000001,0.43403416,0.171213488,0.20355208,0.60605156800000015,0.302355184,0.41799396799999999,0.14342640000000004,0.46381180799999999,0.56860553599999997,0.21489692799999999,0.30532836800000002,0.17910772800000002]
[459,1,0.60885246399999993,0.22014982399999999,5.8351456000000003E-2,0.28363828799999996,8.1494655999999999E-2,0.12509687999999999,5.5545136000000009E-2,5.7245775999999998E-2,4.9234399999999998E-2,0.178308304,7.0849567999999988E-2,8.7189439999999993E-2,4.6441007999999999E-2,0.35828361599999997,0.27859371200000005,5.6391775999999991E-2,6.2011952000000002E-2,0.12093985600000001,0.12443300799999998,2.3291279999999998E-2,0.17274884800000004,0.11046772799999999,0.54967377599999989,0.28826550400000001,5.0907328000000009E-2,0.20669881599999998,0.26667168000000002,4.5469328000000003E-2,0.199771488,0.18407489600000002,0.20847190399999999,7.6784352E-2,0.40598691199999998,5.1148112000000003E-2,4.9237728000000001E-2,0.51260015999999997,5.9792191999999987E-2,0.46948857599999999,5.5696240000000001E-2,9.1992703999999995E-2,0.58291339200000003,7.6338400000000001E-2,7.2995695999999999E-2,4.7192607999999997E-2,8.3269231999999985E-2,0.17216340799999999,0.25991329600000002,0.34202913599999996,6.4017247999999999E-2,0.15272497600000004,0.19314979200000001,7.0063264E-2,0.12450632,0.69431172799999996,0.64339031999999996,0.42260974400000001,0.26242164800000001,0.24311260800000004,0.69533905600000001,0.73590582400000004,0.53910414399999995,0.38257651200000004,7.710147199999999E-2,0.393076272,0.14303024,0.24786305600000005,0.30174992,0.45429748799999997,0.25701015999999999,0.71731278400000009,0.19378689600000001,0.54848947200000009,0.57764411199999988,5.7688544000000008E-2,0.18425587200000001,0.47938052799999997,0.29530595199999998,0.43751688,0.64400176000000009,0.57523929600000001,0.31589150399999993,0.78670459199999998,0.57589153599999998,6.1535904000000002E-2,0.17418344000000002,0.54129542399999986,0.22676534400000001,0.43152668799999999,0.16993668799999997,0.20110540800000001,0.607401776,0.30199089600000001,0.41849399999999998,0.14265556800000001,0.463378864,0.5671901760000001,0.21239052799999997,0.30132110400000001,0.177447568]
[460,1,0.60629999999999995,0.2175,5.9080000000000001E-2,0.27982000000000001,7.9780000000000004E-2,0.12428,5.5300000000000002E-2,5.7250000000000002E-2,4.9360000000000001E-2,0.17804,6.9980000000000001E-2,8.6029999999999995E-2,4.6350000000000002E-2,0.35849999999999999,0.28027000000000002,5.6959999999999997E-2,6.2489999999999997E-2,0.12180000000000001,0.1245,2.4719999999999999E-2,0.17316000000000001,0.11176999999999999,0.55150999999999994,0.28899999999999998,5.0750000000000003E-2,0.20899999999999999,0.26805000000000001,4.5560000000000003E-2,0.20610999999999999,0.18945000000000001,0.21364,7.8899999999999998E-2,0.41631000000000001,5.1639999999999998E-2,4.929E-2,0.51519000000000004,0.06,0.47843999999999998,5.595E-2,9.2429999999999998E-2,0.58879999999999999,7.7249999999999999E-2,7.51E-2,4.7199999999999999E-2,8.4699999999999998E-2,0.17519999999999999,0.2656,0.34939999999999999,6.5589999999999996E-2,0.15412000000000001,0.19470999999999999,7.0480000000000001E-2,0.12670000000000001,0.69799999999999995,0.64803999999999995,0.42836000000000002,0.26740000000000003,0.24804000000000001,0.69650000000000001,0.73751,0.53986999999999996,0.38621,7.8009999999999996E-2,0.39842,0.14466999999999999,0.25240000000000001,0.30680000000000002,0.45535999999999999,0.25741000000000003,0.71896000000000004,0.19670000000000001,0.54903000000000002,0.57667999999999997,5.7979999999999997E-2,0.18690000000000001,0.47789999999999999,0.29516999999999999,0.43439,0.64444999999999997,0.57440999999999998,0.31342999999999999,0.78620000000000001,0.5736,6.1429999999999998E-2,0.17394999999999999,0.53820999999999997,0.22469,0.42903000000000002,0.16855999999999999,0.19869999999999999,0.60850000000000004,0.30153999999999997,0.41876999999999998,0.14180000000000001,0.46288000000000001,0.56571000000000005,0.20979999999999999,0.29727999999999999,0.17580000000000001]
[461,1,0.60375971199999978,0.214888096,5.9634880000000001E-2,0.27597606400000002,7.8103072000000009E-2,0.12346558400000002,5.5052159999999996E-2,5.7242287999999995E-2,4.9472880000000004E-2,0.177812208,6.9104304000000005E-2,8.4981279999999992E-2,4.6229920000000008E-2,0.35871235200000001,0.28189921600000001,5.7534047999999997E-2,6.2971967999999989E-2,0.12266076800000002,0.12456827200000002,2.6366560000000001E-2,0.17361360000000001,0.11310387199999999,0.55337263999999986,0.28977084800000003,5.0686240000000007E-2,0.21132628799999997,0.26971321599999998,4.5608736000000004E-2,0.21250823999999999,0.19461699200000002,0.21887603199999997,8.1098879999999998E-2,0.42654782400000002,5.2134543999999998E-2,4.9342192000000007E-2,0.51748039999999995,6.0187055999999989E-2,0.48706732799999991,5.618529600000001E-2,9.279457599999999E-2,0.59472457599999995,7.8225552000000004E-2,7.7297920000000006E-2,4.7206095999999989E-2,8.6221871999999991E-2,0.17838383999999999,0.271456064,0.356631376,6.7279039999999998E-2,0.15551123200000003,0.19625406400000001,7.0829344000000002E-2,0.12897910400000001,0.70160887999999999,0.65265019199999996,0.43414736000000004,0.27252168000000004,0.25313580799999996,0.69771843199999994,0.73907873599999996,0.54052124800000001,0.38975144,7.8966592000000002E-2,0.40388897600000001,0.14639555199999998,0.257064128,0.31196321600000004,0.456237216,0.257651136,0.72041363200000008,0.19951577600000003,0.54953651200000009,0.57551779199999975,5.8239744000000003E-2,0.189454656,0.47620832000000002,0.29495940799999998,0.43096798400000003,0.64494383999999993,0.57344454400000011,0.31110383999999996,0.78562638400000007,0.57129488000000006,6.1297023999999999E-2,0.17380609599999999,0.53505343999999999,0.22252760000000002,0.42654204800000006,0.16708329600000002,0.19633459199999995,0.60935457600000009,0.30101017599999996,0.41882583999999995,0.14086174400000001,0.46231595199999997,0.56416603200000004,0.20713419199999999,0.29321465600000002,0.17416489600000001]
[462,1,0.60123678399999991,0.21232036800000004,5.9992015999999995E-2,0.27211808000000004,7.6466160000000005E-2,0.12265470399999999,5.4803008E-2,5.7221872E-2,4.9573232000000002E-2,0.17762275199999999,6.8223728000000011E-2,8.4055231999999994E-2,4.6082608000000004E-2,0.35892091200000004,0.28348369600000006,5.8113616E-2,6.3456815999999999E-2,0.12352315200000002,0.12463774400000004,2.8249535999999999E-2,0.17411020799999999,0.11447022400000001,0.55526003199999996,0.29058012799999999,5.0715647999999995E-2,0.21368017600000003,0.27167894400000003,4.5613488000000008E-2,0.21895552000000001,0.19955520000000002,0.22418288,8.3382480000000009E-2,0.43666598400000001,5.2633583999999997E-2,4.9395424E-2,0.51947974400000008,6.0353952000000002E-2,0.49536513600000004,5.6402656000000002E-2,9.3088752000000011E-2,0.60067599999999999,7.9266495999999992E-2,7.9600400000000016E-2,4.7211471999999997E-2,8.7836911999999989E-2,0.18171684800000004,0.27747862400000006,0.36371185599999994,6.9087360000000014E-2,0.15690198399999999,0.197785824,7.1114176000000001E-2,0.13134531200000005,0.70513353599999984,0.65721252799999996,0.43996852799999991,0.27778310400000006,0.25839111999999997,0.69899894399999996,0.74061263999999993,0.54106137600000015,0.39319185600000001,7.996992E-2,0.40947208000000002,0.14820593599999998,0.261845088,0.31722734400000002,0.45692995200000003,0.2577343680000001,0.72167240000000021,0.20222321600000001,0.55000920000000009,0.57417238400000004,5.8467408000000005E-2,0.19190648000000002,0.47431737599999996,0.29467878400000003,0.42727342399999996,0.64546769599999998,0.57234067200000005,0.30891300799999999,0.78498319999999999,0.56897726400000004,6.1137743999999994E-2,0.17376249600000002,0.53182815999999999,0.22029088000000002,0.42406055999999998,0.16550516800000001,0.19400912000000001,0.60996916800000012,0.30041094400000001,0.41866052800000003,0.13984176000000001,0.4616888480000001,0.56255945600000012,0.20440140799999998,0.28913540800000004,0.17254244800000001]
[463,1,0.59871849599999993,0.20978344000000002,6.0221391999999999E-2,0.26824521600000001,7.4871727999999999E-2,0.121844704,5.4553855999999998E-2,5.7190735999999999E-2,4.9661904E-2,0.17746257599999998,6.733739200000001E-2,8.3197343999999993E-2,4.5915935999999997E-2,0.35912795200000003,0.28502569600000005,5.8699024000000002E-2,6.3943663999999997E-2,0.124386496,0.12470729600000001,3.0410512000000001E-2,0.17465017599999999,0.11586977599999999,0.55716510399999997,0.29143332799999999,5.0833056000000008E-2,0.21608006400000002,0.27384347200000003,4.5604160000000019E-2,0.22543552,0.20426396800000002,0.22958500800000001,8.5753440000000014E-2,0.44665966400000007,5.3146784000000009E-2,4.9453056000000009E-2,0.52121196800000003,6.0500368000000006E-2,0.50333286399999999,5.660473600000001E-2,9.332580800000001E-2,0.60663974399999998,8.0370399999999995E-2,8.2049360000000002E-2,4.7217647999999994E-2,8.9534351999999998E-2,0.18519945600000001,0.283663744,0.37064185599999999,7.1016640000000006E-2,0.15830153600000002,0.19931654400000001,7.1348448000000009E-2,0.13380160000000005,0.70857547200000004,0.66171518400000007,0.44586641599999999,0.28317244800000002,0.26378323200000003,0.70035137599999997,0.7421113439999999,0.54150606400000001,0.39652147199999999,8.1013088000000011E-2,0.41514870400000004,0.15010328000000001,0.26671716800000006,0.32256323200000003,0.45745444800000007,0.25767640000000003,0.72274436800000008,0.20480633599999998,0.55044772799999997,0.57264897599999998,5.8664752000000001E-2,0.19423494399999999,0.47224715200000006,0.29431688,0.42332406399999994,0.64598667199999993,0.57109392000000014,0.30684705600000001,0.78426809600000014,0.56662884800000002,6.0955344000000002E-2,0.17377817599999998,0.52853448000000003,0.21798944000000001,0.42158227200000004,0.16382552000000003,0.191715888,0.61036696000000001,0.29974963200000004,0.41830353600000003,0.13874673600000004,0.46098454400000005,0.56088576000000001,0.20161574399999999,0.28504871999999998,0.17093096000000002]
[464,1,0.59618156799999988,0.207252352,6.0448368000000002E-2,0.26434691199999999,7.3322255999999988E-2,0.12103086399999999,5.4305823999999996E-2,5.7152559999999998E-2,4.9740336000000003E-2,0.17731856000000001,6.6443215999999999E-2,8.2309776000000001E-2,4.5741744000000001E-2,0.35933683199999999,0.28652713600000007,5.9290992000000001E-2,6.4431712000000002E-2,0.12524911999999999,0.12477516800000001,3.2902927999999998E-2,0.17523350399999998,0.117302928,0.55907777599999997,0.29233788799999993,5.1025583999999999E-2,0.218553152,0.27603087999999998,4.5635152000000005E-2,0.2319292,0.208749616,0.23511849600000001,8.8215039999999995E-2,0.45654326400000006,5.3688463999999991E-2,4.9519887999999998E-2,0.52270987199999996,6.0625663999999996E-2,0.51097307199999997,5.6795855999999999E-2,9.3526784000000016E-2,0.61259948799999997,8.1532624000000012E-2,8.4703839999999989E-2,4.7226624000000002E-2,9.1295712000000001E-2,0.188830784,0.29000614400000002,0.37742969599999998,7.3067360000000012E-2,0.15972348799999997,0.20086294399999999,7.1553999999999993E-2,0.13635196800000002,0.71193996800000003,0.66614488000000005,0.45191030399999998,0.28867283199999999,0.269281504,0.70178828799999993,0.74357396800000009,0.541878992,0.39973052799999997,8.2085855999999999E-2,0.42089252799999999,0.15209094400000001,0.27164540800000003,0.32793183999999997,0.45783718400000001,0.25750427200000003,0.72364337600000006,0.20724713599999997,0.55085145600000007,0.570947168,5.8834815999999998E-2,0.19641628799999999,0.47002124800000006,0.29385177600000001,0.41913414399999999,0.64645636799999995,0.56969860800000005,0.30487294400000003,0.78347779200000001,0.56422019199999995,6.0754703999999993E-2,0.173775136,0.52517159999999996,0.21562992,0.41910334399999999,0.16204643199999999,0.18944265600000001,0.61058219199999997,0.29903088000000005,0.41780174400000003,0.13758683199999999,0.46018039999999999,0.55913766399999998,0.19879391999999999,0.28095851199999999,0.16932755199999999]
[465,1,0.59360999999999997,0.20471,6.0749999999999998E-2,0.26041999999999998,7.1819999999999995E-2,0.12021,5.4059999999999997E-2,5.7110000000000001E-2,4.981E-2,0.17718,6.5540000000000001E-2,8.133E-2,4.5569999999999999E-2,0.35954999999999998,0.28799000000000002,5.9889999999999999E-2,6.4920000000000005E-2,0.12611,0.12484000000000001,3.5770000000000003E-2,0.17585999999999999,0.11877,0.56098999999999999,0.29330000000000001,5.1279999999999999E-2,0.22112000000000001,0.27811999999999998,4.5740000000000003E-2,0.23841999999999999,0.21301,0.24081,9.0770000000000003E-2,0.46632000000000001,5.4269999999999999E-2,4.9599999999999998E-2,0.52400000000000002,6.0729999999999999E-2,0.51829000000000003,5.6980000000000003E-2,9.3710000000000002E-2,0.61853999999999998,8.2750000000000004E-2,8.7609999999999993E-2,4.7239999999999997E-2,9.3109999999999998E-2,0.19261,0.29649999999999999,0.38407999999999998,7.5240000000000001E-2,0.16117999999999999,0.20244000000000001,7.1749999999999994E-2,0.13900000000000001,0.71523000000000003,0.67049000000000003,0.45815,0.29426999999999998,0.27485999999999999,0.70331999999999995,0.745,0.54220000000000002,0.40281,8.3180000000000004E-2,0.42668,0.15417,0.27660000000000001,0.33329999999999999,0.45810000000000001,0.25724000000000002,0.72438000000000002,0.20952999999999999,0.55122000000000004,0.56906999999999996,5.8979999999999998E-2,0.19843,0.46766000000000002,0.29326999999999998,0.41471999999999998,0.64683999999999997,0.56815000000000004,0.30296000000000001,0.78261000000000003,0.56172999999999995,6.0539999999999997E-2,0.17369999999999999,0.52173999999999998,0.21321999999999999,0.41661999999999999,0.16017000000000001,0.18718000000000001,0.61063999999999996,0.29826000000000003,0.41719000000000001,0.13636999999999999,0.45926,0.55730999999999997,0.19595000000000001,0.27687,0.16772999999999999]
[466,1,0.59100985599999989,0.20216278399999998,6.1099903999999997E-2,0.25647715199999993,7.0366656E-2,0.11938347199999999,5.3817440000000001E-2,5.7062768E-2,4.9872224E-2,0.17704391999999999,6.4629488000000013E-2,8.0276751999999993E-2,4.5405184000000001E-2,0.35976742399999989,0.28941665599999999,6.0495792000000007E-2,6.5407488000000014E-2,0.12696998400000001,0.12490166400000002,3.9024448000000003E-2,0.17652897599999998,0.12027099200000001,0.56289993599999999,0.29432201599999996,5.1595023999999996E-2,0.22378099200000004,0.28012703999999994,4.5905711999999994E-2,0.24489862400000001,0.21703976000000003,0.246657824,9.3419552000000017E-2,0.47595929600000003,5.4893712000000004E-2,4.9695167999999998E-2,0.5250930880000001,6.0815808000000006E-2,0.52528433599999991,5.7159872000000007E-2,9.388518400000001E-2,0.62444940800000004,8.4024160000000001E-2,9.077545599999999E-2,4.7258143999999995E-2,9.4982640000000007E-2,0.19653632000000004,0.303137728,0.39058625599999991,7.7535343999999992E-2,0.16267907199999998,0.20405751999999999,7.1947535999999992E-2,0.14174819200000002,0.7184418560000001,0.67474396800000014,0.46457683199999994,0.29995734400000001,0.28050720000000001,0.70494995199999977,0.74638995199999991,0.54247783999999999,0.40575342400000003,8.4293184000000007E-2,0.43249588799999999,0.15633448,0.28156633600000003,0.33865225599999998,0.45825044800000003,0.25689052800000001,0.72495494399999982,0.21164639999999998,0.5515535840000001,0.56703084799999992,5.9100896000000007E-2,0.200265152,0.46517414400000001,0.29257862400000001,0.41010432000000002,0.64712390399999997,0.566446224,0.30111480000000002,0.78166563200000005,0.55916144000000001,6.0313343999999991E-2,0.173565952,0.51824347199999998,0.21077032000000001,0.41412878399999997,0.15819832,0.18492697599999999,0.61054500799999989,0.29744318400000003,0.41646708799999993,0.13509768,0.45822563200000005,0.55540393600000004,0.19309027200000001,0.27279216000000001,0.166138176]
[467,1,0.58838785599999999,0.19961728000000001,6.1492672000000012E-2,0.25252633600000002,6.8963647999999989E-2,0.11855286400000001,5.3578976E-2,5.7010896000000005E-2,4.9928863999999996E-2,0.17690729599999999,6.3713872000000005E-2,7.9155664000000014E-2,4.5253295999999998E-2,0.35998899200000001,0.29080937600000001,6.1108144000000003E-2,6.589334400000002E-2,0.12782977600000001,0.12496001600000001,4.2674992000000002E-2,0.17723905600000001,0.12180529600000002,0.56480590400000008,0.29540628800000002,5.1972496E-2,0.226534864,0.28205323199999999,4.61272E-2,0.25135680000000005,0.22084884800000001,0.25265716800000004,9.6164879999999994E-2,0.48543326400000003,5.5561984000000009E-2,4.9807456000000007E-2,0.52600220799999997,6.088644800000001E-2,0.5319549440000001,5.7339296000000012E-2,9.4066048000000013E-2,0.6303157439999999,8.5357120000000009E-2,9.4205279999999988E-2,4.7281248000000005E-2,9.6917232000000006E-2,0.200607376,0.30990902399999998,0.39694473599999996,7.9953040000000003E-2,0.16423145599999997,0.205728784,7.2162287999999991E-2,0.14459968000000001,0.7215724320000001,0.67890150400000004,0.47117865599999992,0.30572668800000002,0.28621083199999997,0.70668065599999996,0.74774430400000003,0.54272438400000012,0.40855603199999996,8.5422528000000011E-2,0.43832310400000002,0.15857559999999998,0.28652772800000004,0.34397195200000003,0.45829964800000011,0.25646616,0.72536988800000002,0.21358961599999998,0.55185236800000004,0.56484257599999999,5.9198592000000008E-2,0.20191262399999996,0.46257307200000014,0.29178231999999998,0.40530942400000003,0.64729699200000002,0.56458568000000009,0.29935121600000003,0.78064649600000002,0.55651900799999998,6.0077663999999989E-2,0.17337881599999999,0.51468623999999996,0.20828968000000003,0.41162579200000005,0.15613608000000004,0.18268228800000003,0.61030552000000005,0.29658347200000007,0.41563105599999994,0.13377161599999998,0.45708062400000005,0.5534211200000001,0.190219584,0.26873312000000005,0.16455184]
[468,1,0.58572689600000005,0.197056336,6.1901440000000009E-2,0.24858176000000001,6.7613279999999998E-2,0.11771489600000001,5.334579200000001E-2,5.6956463999999998E-2,4.9981344000000004E-2,0.17675851200000001,6.2790895999999999E-2,7.7966656000000009E-2,4.5122528000000002E-2,0.36021672000000005,0.29216985600000001,6.1727536000000006E-2,6.6375600000000007E-2,0.128688688,0.125013648,4.6768496000000007E-2,0.17799057599999998,0.12337400000000001,0.56669947199999993,0.29655920000000002,5.2370048000000002E-2,0.22940433600000001,0.28384614400000002,4.6397968000000005E-2,0.25777729599999999,0.22437545600000003,0.25883795200000009,9.9008367999999999E-2,0.49474291199999998,5.6286575999999998E-2,4.9940944000000001E-2,0.52674564800000012,6.0941408000000002E-2,0.5383250719999999,5.7521680000000006E-2,9.4267792000000003E-2,0.63612367999999997,8.6744559999999998E-2,9.7947984000000002E-2,4.7311151999999995E-2,9.8916704000000008E-2,0.20482411200000003,0.31681104000000004,0.40315737600000001,8.2494096000000017E-2,0.16584624000000001,0.20746516800000001,7.2408960000000008E-2,0.147557088,0.72462364800000012,0.68294960000000016,0.47800888000000008,0.31156579200000001,0.29194510400000001,0.7085236800000001,0.74906273600000006,0.54295548800000004,0.41120639999999997,8.6560672000000019E-2,0.44413992000000002,0.16089760000000003,0.29145695999999999,0.34922692799999999,0.45826660800000008,0.25598555200000001,0.72563459200000002,0.21534235200000001,0.55211635200000009,0.56250870400000008,5.9274767999999999E-2,0.20335041600000001,0.45987808000000002,0.29087961600000001,0.40035188799999999,0.64731936000000001,0.5625632960000001,0.29757099200000003,0.77954896000000007,0.55378001600000015,5.9836224000000014E-2,0.17310719999999999,0.51106940800000011,0.20578792000000001,0.40910744000000004,0.15398288000000002,0.18043679999999998,0.60992939200000007,0.29569160000000011,0.41471742400000006,0.13239923200000001,0.45580745600000006,0.55135590400000001,0.18735305600000002,0.26469920000000002,0.16296862400000001]
[469,1,0.5830018560000001,0.19445491200000001,6.2278368000000001E-2,0.24466182399999997,6.6318111999999999E-2,0.11686468800000001,5.3119168000000008E-2,5.6902191999999997E-2,5.0031024000000007E-2,0.176582928,6.1856719999999997E-2,7.6715968000000009E-2,4.5021760000000001E-2,0.36045324800000006,0.29349953600000001,6.2354688000000012E-2,6.6851776000000002E-2,0.12954559999999998,0.12506071999999999,5.1364480000000004E-2,0.178784416,0.12497878400000002,0.56856991999999995,0.29778851200000001,5.2726239999999994E-2,0.23242020800000002,0.28544441600000003,4.6705695999999998E-2,0.26413995200000001,0.22752646400000001,0.26524169600000003,0.10195273599999999,0.50389896000000001,5.7082448000000001E-2,5.0100432E-2,0.52734244800000007,6.0978927999999995E-2,0.54442895999999996,5.7710384000000003E-2,9.4506255999999997E-2,0.64185673600000004,8.8179920000000009E-2,0.102066528,4.7350255999999993E-2,0.100985776,0.20918860800000003,0.32384345599999997,0.40922801599999997,8.5159872000000011E-2,0.16753190400000001,0.20927739200000001,7.2701951999999986E-2,0.15062281599999999,0.72759902400000009,0.68687265600000014,0.48514278399999999,0.31746113600000003,0.29767961600000004,0.71049366400000002,0.75034468799999998,0.54318819200000001,0.41369076799999999,8.7698815999999999E-2,0.44992305600000004,0.16330912,0.29632339200000002,0.35437982399999995,0.45817308800000001,0.25547014400000007,0.72576153599999993,0.21688380799999998,0.55234553600000003,0.56002963199999989,5.9331264000000002E-2,0.204552288,0.45711436799999999,0.28986859200000004,0.39524635200000002,0.64714140799999997,0.5603728320000001,0.29562844799999999,0.7783675040000001,0.55091270400000003,5.9592384000000005E-2,0.172709744,0.50739321600000009,0.20327528,0.40657020799999993,0.15173664000000001,0.178178752,0.60942206399999999,0.294781248,0.41377419199999999,0.13098980799999999,0.45438164800000003,0.54920020800000002,0.184509168,0.26069616000000007,0.16138540800000001]
[470,1,0.58020000000000005,0.1918,6.2590000000000007E-2,0.24077999999999999,6.5079999999999999E-2,0.11600000000000001,5.2900000000000003E-2,5.6849999999999998E-2,5.008E-2,0.17637,6.0909999999999999E-2,7.5410000000000005E-2,4.496E-2,0.36070000000000002,0.29480000000000001,6.2990000000000004E-2,6.7320000000000005E-2,0.13039999999999999,0.12509999999999999,5.6500000000000002E-2,0.17962,0.12662000000000001,0.57040999999999997,0.29909999999999998,5.2999999999999999E-2,0.2356,0.28681000000000001,4.7039999999999998E-2,0.27043,0.23025000000000001,0.27189000000000002,0.105,0.51290000000000002,5.7959999999999998E-2,5.0290000000000001E-2,0.52781,6.0999999999999999E-2,0.55028999999999995,5.7910000000000003E-2,9.4799999999999995E-2,0.64749999999999996,8.9660000000000004E-2,0.1066,4.7399999999999998E-2,0.10313,0.2137,0.33100000000000002,0.41515999999999997,8.795E-2,0.16930000000000001,0.21118000000000001,7.306E-2,0.15379999999999999,0.73050000000000004,0.69066000000000005,0.49262,0.32340000000000002,0.30338999999999999,0.71260000000000001,0.75158999999999998,0.54344000000000003,0.41599999999999998,8.8830000000000006E-2,0.45565,0.16581000000000001,0.30109999999999998,0.3594,0.45804,0.25494,0.72575999999999996,0.21820000000000001,0.55254000000000003,0.55740999999999996,5.9369999999999999E-2,0.20549999999999999,0.45429999999999998,0.28875000000000001,0.39001000000000002,0.64673000000000003,0.55801000000000001,0.29343000000000002,0.77710000000000001,0.54790000000000005,5.935E-2,0.17216000000000001,0.50366,0.20075999999999999,0.40400999999999998,0.14940000000000001,0.1759,0.60879000000000005,0.29386000000000001,0.41282999999999997,0.12955,0.45279000000000003,0.54695000000000005,0.1817,0.25673000000000001,0.1598]
[471,1,0.57732875200000011,0.18909836799999999,6.2847104000000001E-2,0.23694067200000002,6.3899599999999987E-2,0.11512289600000002,5.2688656E-2,5.6800271999999992E-2,5.0130927999999998E-2,0.17611691200000001,5.9953456000000002E-2,7.4049312000000006E-2,4.4944960000000006E-2,0.36095654399999999,0.29607331199999998,6.3633248000000003E-2,6.7779536000000001E-2,0.13125244799999999,0.12513150399999998,6.2171632000000004E-2,0.18049479999999998,0.12829620799999999,0.57221859199999991,0.30049606399999995,5.3194688000000004E-2,0.23894007999999997,0.28793856000000001,4.7401600000000002E-2,0.27664148799999999,0.23256801600000002,0.27877323200000004,0.10815087999999999,0.52172406400000004,5.8921679999999997E-2,5.0512175999999999E-2,0.52816363199999994,6.1009296000000005E-2,0.55591147200000002,5.8125952000000009E-2,9.5168015999999994E-2,0.65304172800000004,9.1188063999999999E-2,0.11154939200000002,4.7460256000000006E-2,0.1053524,0.21835273600000002,0.33826497599999999,0.42095419199999995,9.0861344000000011E-2,0.17116431999999998,0.213190192,7.3504511999999994E-2,0.15709263999999998,0.73332436800000012,0.69430891199999989,0.50042099200000001,0.32937152000000008,0.30906257599999992,0.714843216,0.75279905599999997,0.54372625599999991,0.41813203200000004,8.9950511999999996E-2,0.46130123200000001,0.16838644799999999,0.30576764799999995,0.36426937599999998,0.45788323200000003,0.25440975999999998,0.72563307199999993,0.21928800000000001,0.55269988799999992,0.55466161599999986,5.9392608E-2,0.20618872000000002,0.45144140799999999,0.287526,0.384663808,0.64607924800000005,0.555474256,0.29098628799999998,0.775749456,0.5447486720000001,5.9112911999999997E-2,0.17146305600000003,0.49987494399999993,0.19824766400000002,0.40142230400000001,0.14698160000000002,0.173599264,0.60804401600000002,0.29292785600000004,0.41188182400000001,0.12808212800000002,0.45103784000000002,0.54460801600000008,0.17892742400000003,0.252807008,0.15821207999999998]
[472,1,0.57439121599999998,0.18635265600000001,6.3062240000000006E-2,0.23315008000000001,6.2777519999999989E-2,0.114234656,5.2485552000000005E-2,5.6753584000000003E-2,5.0186064000000009E-2,0.17582003199999999,5.8988976000000005E-2,7.2636016000000012E-2,4.4983728000000001E-2,0.36122280000000001,0.29732153600000005,6.4284256000000012E-2,6.8229440000000016E-2,0.13210332799999999,0.125155248,6.8377616000000002E-2,0.18140673599999999,0.13000648000000001,0.573993792,0.30197975999999999,5.3310768000000001E-2,0.24244129600000006,0.28882078400000005,4.7793007999999998E-2,0.282767296,0.234489216,0.28588835200000001,0.11140604800000001,0.53035483200000011,5.9971296E-2,5.0769663999999999E-2,0.52841948800000005,6.1010368000000002E-2,0.56130275200000002,5.8362960000000012E-2,9.5627231999999993E-2,0.65847007999999996,9.2767120000000008E-2,0.11692358399999998,4.7531152E-2,0.107654624,0.22314147200000001,0.34562344,0.42661185599999996,9.3890496000000004E-2,0.17313648000000001,0.21532244800000003,7.4054000000000009E-2,0.16050444800000002,0.73607068800000008,0.6978156000000002,0.50853608000000006,0.33536419200000006,0.31468158400000001,0.71722496000000013,0.75397201599999986,0.54406100800000012,0.42008351999999999,9.1055952000000023E-2,0.46685744000000007,0.17102687999999999,0.31030663999999997,0.36896812800000001,0.45771796800000009,0.25389363199999998,0.72538475199999997,0.22014355200000002,0.55282531199999996,0.5517946239999999,5.9400528000000008E-2,0.20661233600000001,0.44854664000000005,0.28619641600000001,0.37922716800000006,0.64517912000000011,0.55276505600000003,0.28829275200000004,0.7743176799999999,0.54146081599999996,5.8884464000000004E-2,0.17062568000000006,0.49604252800000009,0.19574408000000004,0.39880295999999998,0.14448839999999999,0.17127464000000003,0.60719515200000018,0.29198808000000004,0.41093318400000001,0.12658955199999999,0.44912713599999998,0.54217598400000011,0.17619481599999998,0.24893280000000007,0.156621184]
[473,1,0.57141296000000008,0.183586624,6.319801600000001E-2,0.22940844800000004,6.1713840000000006E-2,0.11334105600000001,5.2290288000000004E-2,5.6709936000000002E-2,5.0251199999999996E-2,0.17547875200000002,5.8022895999999997E-2,7.118759999999999E-2,4.5089296000000001E-2,0.36149625599999996,0.29854616000000006,6.494270399999999E-2,6.8669424000000007E-2,0.13295380800000001,0.12517115200000001,7.5099520000000003E-2,0.18234995200000001,0.131746272,0.57573771200000001,0.30355105599999999,5.3343408000000002E-2,0.24607931200000002,0.28949604800000001,4.8191456000000008E-2,0.288808544,0.23607481599999999,0.29319331200000004,0.11476593600000003,0.53875360000000005,6.1106431999999995E-2,5.1065152000000009E-2,0.52858838400000008,6.101448000000001E-2,0.56645627199999993,5.8632047999999999E-2,9.6213727999999998E-2,0.66377331200000012,9.4401456000000009E-2,0.12268673599999999,4.7611248000000002E-2,0.110053648,0.22805684800000003,0.35305150400000002,0.4321379199999999,9.7032527999999993E-2,0.17524416000000001,0.21761166400000001,7.4750767999999995E-2,0.16404153600000004,0.73873444799999999,0.70118412799999996,0.51689948799999996,0.34136702400000002,0.32023955200000004,0.71973974399999996,0.75511025600000015,0.54447016000000004,0.42186020799999996,9.2144592000000011E-2,0.47229452799999999,0.17370339200000001,0.31469643199999997,0.37348255999999996,0.45757078400000006,0.25341470399999999,0.72501659200000002,0.220772784,0.55291673600000002,0.54882643200000003,5.9396928000000009E-2,0.20677507199999998,0.44561259200000003,0.28477755200000004,0.373726528,0.64404491200000002,0.54988233599999992,0.28537513600000003,0.77281382400000009,0.53806447999999996,5.8672016E-2,0.16964614400000003,0.49217267199999998,0.19325057600000001,0.39614489599999997,0.14194103999999996,0.16892657600000002,0.60624708800000016,0.29102358400000006,0.40995334400000005,0.125070816,0.44707867200000001,0.53966163199999995,0.17349476800000002,0.24511491200000002,0.15502708799999998]
[474,1,0.5684327039999999,0.180836512,6.3200032000000003E-2,0.225712096,6.0708160000000004E-2,0.11245057600000001,5.2101983999999997E-2,5.6668847999999994E-2,5.0333855999999996E-2,0.175094992,5.7064176000000001E-2,6.9728783999999988E-2,4.5277183999999998E-2,0.36177299199999996,0.29974846399999999,6.560811200000001E-2,6.9099648E-2,0.13380556799999999,0.125179296,8.2304383999999994E-2,0.18331652799999998,0.13350910399999999,0.57745523200000004,0.30520803200000002,5.3291567999999997E-2,0.24981516800000003,0.290032032,4.8563983999999998E-2,0.29477155199999999,0.23742017600000001,0.30062355200000002,0.11823062400000001,0.54686892799999998,6.2320687999999999E-2,5.1401120000000002E-2,0.52867839999999999,6.1036992000000005E-2,0.5713546719999999,5.8947295999999996E-2,9.6972543999999994E-2,0.66894022400000008,9.6096992000000006E-2,0.12877692799999998,4.7698143999999998E-2,0.112573232,0.23308678400000002,0.360519488,0.43753886399999997,0.1002812,0.17752271999999999,0.22010247999999999,7.5648495999999996E-2,0.167711264,0.74130924799999998,0.70442345599999989,0.52541081599999995,0.34736937600000001,0.32573424000000001,0.72237740800000005,0.75621577600000001,0.54498475199999996,0.42347313599999997,9.3216352000000002E-2,0.47758657599999998,0.176378384,0.31891718399999996,0.37780355199999993,0.45747288000000003,0.25299945599999996,0.72452819200000007,0.221188416,0.5529748000000001,0.54577871999999994,5.9385727999999999E-2,0.206688128,0.44262918400000001,0.28329340800000002,0.36819196799999998,0.64270774400000008,0.54682689600000001,0.28228663999999998,0.77125116799999993,0.534603104,5.8484767999999999E-2,0.16852428799999999,0.48827825600000002,0.190765872,0.39343963199999998,0.13936744000000001,0.16655763200000001,0.60520062399999996,0.290006928,0.40889134400000005,0.12352167999999999,0.444924608,0.53707647999999986,0.17081328000000001,0.24136166400000006,0.15342995199999998]
[475,1,0.56547999999999998,0.17813000000000001,6.3039999999999999E-2,0.22206000000000001,5.9760000000000001E-2,0.11157,5.1920000000000001E-2,5.663E-2,5.0439999999999999E-2,0.17466999999999999,5.6120000000000003E-2,6.8279999999999993E-2,4.5560000000000003E-2,0.36204999999999998,0.30092999999999998,6.6280000000000006E-2,6.9519999999999998E-2,0.13466,0.12518000000000001,8.9959999999999998E-2,0.18429999999999999,0.13528999999999999,0.57915000000000005,0.30695,5.3159999999999999E-2,0.25362000000000001,0.29048000000000002,4.8890000000000003E-2,0.30065999999999998,0.23860000000000001,0.30813000000000001,0.12180000000000001,0.55466000000000004,6.361E-2,5.178E-2,0.52869999999999995,6.1089999999999998E-2,0.57599,5.9319999999999998E-2,9.7939999999999999E-2,0.67396,9.7860000000000003E-2,0.13514999999999999,4.7789999999999999E-2,0.11523,0.23821999999999999,0.36799999999999999,0.44281999999999999,0.10363,0.18,0.22283,7.6789999999999997E-2,0.17152000000000001,0.74378999999999995,0.70753999999999995,0.53398999999999996,0.35336000000000001,0.33116000000000001,0.72513000000000005,0.75729000000000002,0.54562999999999995,0.42492999999999997,9.4270000000000007E-2,0.48270999999999997,0.17902000000000001,0.32295000000000001,0.38191999999999998,0.45745000000000002,0.25267000000000001,0.72392000000000001,0.22140000000000001,0.55300000000000005,0.54266999999999999,5.9369999999999999E-2,0.20635999999999999,0.43958999999999998,0.28176000000000001,0.36264999999999997,0.64119000000000004,0.54359999999999997,0.27906999999999998,0.76963999999999999,0.53110999999999997,5.833E-2,0.16727,0.48437000000000002,0.18829000000000001,0.39068000000000003,0.13678999999999999,0.16417000000000001,0.60406000000000004,0.28892000000000001,0.40771000000000002,0.12194000000000001,0.44268999999999997,0.53442999999999996,0.16814000000000001,0.23768,0.15182999999999999]
[476,1,0.56255670400000002,0.17546876800000005,6.2725279999999994E-2,0.21845734399999997,5.8868768000000002E-2,0.11070089599999999,5.1744511999999999E-2,5.6593584000000002E-2,5.0570863999999993E-2,0.174202992,5.5192319999999996E-2,6.6845727999999993E-2,4.5941616000000005E-2,0.36232713599999999,0.30209337599999997,6.6957952000000015E-2,6.9929887999999996E-2,0.13551763200000003,0.12517452800000001,9.8036608000000011E-2,0.18529868799999996,0.13708843199999995,0.58082208000000002,0.30878009600000006,5.2950879999999992E-2,0.25749504000000001,0.29084510400000002,4.9169456E-2,0.30646966400000003,0.23962296000000002,0.31570993600000002,0.12547350400000001,0.56211755200000002,6.4977151999999996E-2,5.2203807999999997E-2,0.52866620799999997,6.1175872000000006E-2,0.58037168000000006,5.9752863999999989E-2,9.9125984E-2,0.67882316799999998,9.9698096E-2,0.14181488,4.7886784000000002E-2,0.11802857599999998,0.24344771199999998,0.37547270399999999,0.44798295999999999,0.10707176000000002,0.18268120000000002,0.22580084799999997,7.8185744000000001E-2,0.175471136,0.74617568000000001,0.710532304,0.54261811199999987,0.35932563200000006,0.33650116800000007,0.72799603200000007,0.75833270399999997,0.54641390399999978,0.42622899200000003,9.5300863999999999E-2,0.487648048,0.18161339200000004,0.32677891200000003,0.38581472,0.45751156800000004,0.25243540800000003,0.72319499199999993,0.221407616,0.55299246400000013,0.53950887999999997,5.9350367999999994E-2,0.205790944,0.43649977600000006,0.28017657600000001,0.35711654399999998,0.63948766400000001,0.54020409599999997,0.27571755199999992,0.76798172799999997,0.52758835199999998,5.82096E-2,0.165885216,0.48045182399999997,0.18582678400000002,0.38786288000000008,0.13421451199999998,0.16176460800000003,0.60283414400000013,0.28776491199999998,0.40641339200000004,0.120329856,0.44037852799999999,0.53172531200000006,0.16547580800000003,0.2340728,0.15022784]
[477,1,0.55966375999999995,0.172853744,6.2247135999999995E-2,0.21490764800000001,5.803328E-2,0.10984489600000001,5.1575648000000002E-2,5.6559536000000001E-2,5.0726879999999995E-2,0.17369499199999999,5.4283136000000003E-2,6.5428319999999984E-2,4.6423696000000007E-2,0.36260433600000003,0.30324167999999996,6.7641424000000006E-2,7.0329104000000003E-2,0.13637908799999998,0.125164992,0.10648856,0.18631147200000001,0.13890419199999998,0.58247275200000004,0.31070153600000006,5.2661408E-2,0.26144195200000003,0.29114004800000004,4.9395776000000009E-2,0.31219782400000001,0.24049745600000003,0.32336139200000003,0.12924993600000001,0.56923584000000005,6.6424192000000007E-2,5.2673952000000003E-2,0.52858646399999998,6.1296079999999996E-2,0.58450347199999997,6.0247007999999998E-2,0.10053516800000001,0.68352179199999996,0.10162177600000001,0.14878097600000001,4.798844800000001E-2,0.120978288,0.24875940799999999,0.38291462400000004,0.45302895999999993,0.11059740800000001,0.18556712,0.22901630400000003,7.9840527999999994E-2,0.17956777600000001,0.74846548800000001,0.71339996799999994,0.55127140799999985,0.36525214400000006,0.34174243200000004,0.73097222400000006,0.75934345600000019,0.54734039999999995,0.42736916800000002,9.6304191999999997E-2,0.49238580800000004,0.18414219199999998,0.33039059200000009,0.38947231999999998,0.45766278399999999,0.25230102400000004,0.72235531200000003,0.22121358400000002,0.55295233600000004,0.53630299200000009,5.9326928000000001E-2,0.20498459199999999,0.43336163200000005,0.27854443200000001,0.35160556800000003,0.63759979200000017,0.53664329600000005,0.27221673599999996,0.76627742399999998,0.52404183999999998,5.8124576000000011E-2,0.16435374400000002,0.47652699200000004,0.18337913600000005,0.38498593599999997,0.13164551999999999,0.15934409599999999,0.60152908800000016,0.28654038399999998,0.40500606400000005,0.11869569600000002,0.43799467200000003,0.52896619199999995,0.16282052800000002,0.230541472,0.148624848]
[478,1,0.55683201599999987,0.17031400000000002,6.1678752000000003E-2,0.21141507200000001,5.7253392E-2,0.10900897600000001,5.1412624000000004E-2,5.6527728000000006E-2,5.0914976000000001E-2,0.17314547200000002,5.3399392000000004E-2,6.4056511999999982E-2,4.7021055999999999E-2,0.36287825600000001,0.30437550400000002,6.8329936000000008E-2,7.0716479999999998E-2,0.13724566400000002,0.12515041600000001,0.11529915200000002,0.18733049600000001,0.14073211200000002,0.58410422400000006,0.31271329600000003,5.2341215999999996E-2,0.26543182399999998,0.29140227199999996,4.9588016000000006E-2,0.31784662399999997,0.24130659200000001,0.33103476800000003,0.133129568,0.57597116800000003,6.7948112000000005E-2,5.3194016000000004E-2,0.52848399999999995,6.1463487999999997E-2,0.58840478400000007,6.0815792E-2,0.10220963200000001,0.688043136,0.10363385600000001,0.15600403200000001,4.8092912000000002E-2,0.12407224,0.254145344,0.39030062400000004,0.45796408000000005,0.11420201600000002,0.18869016000000002,0.23251656000000001,8.1802352000000009E-2,0.18381657600000001,0.75065385600000001,0.71614883200000012,0.559874384,0.37112953599999998,0.34687737599999996,0.73405273599999998,0.76032372800000003,0.54843825599999996,0.42835630399999997,9.7278800000000012E-2,0.49689820800000006,0.18657651200000003,0.33376331200000003,0.39288016000000003,0.45793352000000004,0.25229256,0.72140227199999996,0.220825152,0.55287996800000005,0.53307262399999999,5.9303088000000004E-2,0.20394632000000001,0.43017044799999998,0.27686316800000005,0.34614531200000004,0.63554608000000001,0.53291761600000009,0.26865320000000004,0.76453752000000008,0.52050276799999995,5.8082352000000004E-2,0.16277979200000001,0.47260752000000006,0.18094828800000004,0.38204099200000002,0.12910676800000001,0.15690926400000002,0.6001632320000001,0.28524721599999997,0.40345049599999999,0.11703513600000001,0.43556281600000002,0.52616187200000009,0.16016428799999999,0.22709430400000002,0.14702009599999999]
[479,1,0.55410235200000002,0.16788809600000001,6.1134847999999999E-2,0.20798457599999998,5.6529264000000003E-2,0.108201936,5.1254320000000006E-2,5.6498E-2,5.1144271999999998E-2,0.172553392,5.2549648000000004E-2,6.2768863999999994E-2,4.7752896000000003E-2,0.36314441600000003,0.30549452799999993,6.9023008000000011E-2,7.109041599999999E-2,0.13811888,0.12512872,0.12446126400000002,0.18834552000000002,0.14256539200000001,0.58571897599999989,0.31481289600000001,5.2064064000000007E-2,0.26942561599999992,0.29167641599999999,4.9779295999999994E-2,0.32341982400000002,0.24215972800000002,0.33866462400000003,0.13711311999999998,0.58226729600000005,6.9544272000000004E-2,5.3768400000000001E-2,0.52838817599999999,6.1694736000000007E-2,0.59210385600000004,6.1476736000000004E-2,0.10420401600000001,0.69237280000000001,0.105734496,0.163421968,4.8197376000000007E-2,0.127294992,0.25959599999999999,0.39760478399999999,0.46279608,0.11788198400000001,0.19209328000000001,0.23635473600000004,8.4133536000000009E-2,0.188225376,0.75273358400000001,0.7187868959999999,0.56833423999999988,0.37694924799999996,0.35190248000000002,0.73723092800000012,0.76127560000000005,0.54974443199999989,0.42919823999999995,9.8224688000000018E-2,0.50115684800000004,0.18888203199999998,0.33687251200000001,0.39602655999999997,0.45836185599999996,0.25244249600000002,0.72033691200000005,0.22025119999999998,0.55277575999999995,0.52984241600000004,5.9283328000000003E-2,0.20268212799999999,0.42691830399999997,0.27512942400000001,0.34076873600000002,0.63335316800000008,0.529025776,0.26515166400000001,0.76277553600000003,0.517012896,5.8092368000000005E-2,0.1613204,0.468708448,0.17853495999999999,0.37901788800000002,0.12662841599999999,0.154460352,0.598760976,0.28388948799999997,0.40169516800000005,0.115343536,0.433114,0.52332347200000007,0.157493888,0.22374185600000002,0.14541182400000005]
[480,1,0.55149999999999999,0.1656,6.0690000000000001E-2,0.20462,5.586E-2,0.10743,5.11E-2,5.6469999999999999E-2,5.142E-2,0.17191999999999999,5.1740000000000001E-2,6.1589999999999999E-2,4.863E-2,0.3634,0.30659999999999998,6.9720000000000004E-2,7.145E-2,0.13900000000000001,0.12509999999999999,0.13394,0.18934999999999999,0.1444,0.58731999999999995,0.317,5.1880000000000003E-2,0.27339999999999998,0.29199999999999998,4.999E-2,0.32891999999999999,0.24313000000000001,0.34621000000000002,0.14119999999999999,0.58809,7.1209999999999996E-2,5.4399999999999997E-2,0.52832000000000001,6.2E-2,0.59562000000000004,6.2239999999999997E-2,0.10655000000000001,0.69650000000000001,0.10793,0.17100000000000001,4.8300000000000003E-2,0.13064000000000001,0.2651,0.40479999999999999,0.46753,0.12163,0.1958,0.24056,8.6870000000000003E-2,0.1928,0.75470000000000004,0.72131999999999996,0.57657999999999998,0.38269999999999998,0.35681000000000002,0.74050000000000005,0.76219999999999999,0.55127999999999999,0.4299,9.9140000000000006E-2,0.50514000000000003,0.19103000000000001,0.3397,0.39889999999999998,0.45896999999999999,0.25276999999999999,0.71916000000000002,0.2195,0.55264000000000002,0.52663000000000004,5.9270000000000003E-2,0.20119999999999999,0.42359999999999998,0.27334000000000003,0.33550000000000002,0.63104000000000005,0.52497000000000005,0.26179000000000002,0.76100000000000001,0.51359999999999995,5.8160000000000003E-2,0.16006999999999999,0.46483999999999998,0.17613999999999999,0.37591000000000002,0.12422999999999999,0.152,0.59733999999999998,0.28247,0.39971000000000001,0.11362,0.43067,0.52046000000000003,0.15479999999999999,0.22048999999999999,0.14380000000000001]
[481,1,0.54902428800000003,0.16344913599999999,6.0331584000000001E-2,0.20132401599999997,5.5243360000000005E-2,0.10669463999999999,5.0949679999999997E-2,5.6443312000000002E-2,5.1741007999999998E-2,0.17124935999999999,5.0972192E-2,6.0519647999999995E-2,4.9649535999999994E-2,0.36364507200000001,0.30769528000000002,7.0420207999999998E-2,7.1795391999999986E-2,0.13988972799999999,0.12506835199999999,0.14366611199999998,0.190343968,0.14623643200000003,0.58891041599999994,0.31927774399999997,5.178827200000001E-2,0.27735787199999989,0.29239078399999996,5.0215327999999997E-2,0.33434750400000002,0.24422806399999999,0.35367025599999996,0.14538785599999998,0.59344172799999995,7.294622399999999E-2,5.5089055999999997E-2,0.52828406400000005,6.2378287999999997E-2,0.59895532800000018,6.3103631999999993E-2,0.109242064,0.700419872,0.11023625599999998,0.17874691200000001,4.8400607999999998E-2,0.134117616,0.270644096,0.41186003199999999,0.472166592,0.12543400000000002,0.199801904,0.24512214400000004,9.0004991999999992E-2,0.19754161600000003,0.75655283200000001,0.7237495679999999,0.58458198399999983,0.38836673599999999,0.36158568000000002,0.743853184,0.76309606400000007,0.55304097600000002,0.43046177599999996,0.10002008000000001,0.50883692800000002,0.19300334399999997,0.34223758399999998,0.40148915199999996,0.45975484799999999,0.25327324800000001,0.71787233600000011,0.21857732800000002,0.55247279999999999,0.52344075200000006,5.9262255999999999E-2,0.19950918400000001,0.42021582399999996,0.27149739200000006,0.330348368,0.62861083200000012,0.52075758400000005,0.25857102400000004,0.75921142399999997,0.51026774399999997,5.8284223999999996E-2,0.15901987200000001,0.46100412799999996,0.17376475199999999,0.37271710400000002,0.121913776,0.14953361600000001,0.59590422399999998,0.280987088,0.39750116800000002,0.11186948799999999,0.42823606400000003,0.51757617600000005,0.15208137599999999,0.21733745600000001,0.14218704000000004]
[482,1,0.54667945600000001,0.16143927999999999,6.0057791999999999E-2,0.19810043200000002,5.4677392000000005E-2,0.105997856,5.0803263999999994E-2,5.6417648000000001E-2,5.2107056000000006E-2,0.17054499200000001,5.0248512000000002E-2,5.9561151999999999E-2,5.0810415999999997E-2,0.36387921600000001,0.30878286400000005,7.1123056000000018E-2,7.2126480000000007E-2,0.140788784,0.12503793600000002,0.153580832,0.191326736,0.14807443200000003,0.59049318399999995,0.32164841599999999,5.1794736000000008E-2,0.281297344,0.29286395199999993,5.0457456000000019E-2,0.33970382400000004,0.24547707199999999,0.36103668799999999,0.149674688,0.59832012800000012,7.4753151999999989E-2,5.5835936000000003E-2,0.52828592000000008,6.2829728000000001E-2,0.60211606400000006,6.4067392000000001E-2,0.112280112,0.70412713599999999,0.11266817600000001,0.18666091200000001,4.8498672000000007E-2,0.13773415999999999,0.27621566399999997,0.41875998400000003,0.47670760000000001,0.12928321600000003,0.20409464000000002,0.25003584000000001,9.3537952000000008E-2,0.20245057600000002,0.75829121600000005,0.726077792,0.59230486400000004,0.3939356160000001,0.36621729600000003,0.74728297599999993,0.76396324800000004,0.55502721600000005,0.43088478399999997,0.10086112,0.51223588800000008,0.19478467200000002,0.34447603199999999,0.40378383999999995,0.46071688,0.25395352000000004,0.71647475199999999,0.21748915199999999,0.55227428800000011,0.52028142399999999,5.9259888000000004E-2,0.19761855999999997,0.41676492800000003,0.26960604800000004,0.32532443200000005,0.6260728000000001,0.51639513599999998,0.25552560000000002,0.75741200000000009,0.50702380799999991,5.8464912000000008E-2,0.15819667200000004,0.45720392000000004,0.17141028800000002,0.36943875200000004,0.11968516799999998,0.14706582400000001,0.59445907200000003,0.27944009600000003,0.39506857600000006,0.11009561600000002,0.42582001600000002,0.51467723200000015,0.149336208,0.21428414400000001,0.14057473600000003]
[483,1,0.54444374399999995,0.159551584,5.9865919999999996E-2,0.19494756800000002,5.4157263999999997E-2,0.10533939200000002,5.0660928000000001E-2,5.6391504000000009E-2,5.2511904000000005E-2,0.169816784,4.9568432000000003E-2,5.8701696000000012E-2,5.2098416000000002E-2,0.36410432000000004,0.30987004800000001,7.1826944000000018E-2,7.2444607999999994E-2,0.14169800000000005,0.12501383999999999,0.163540832,0.19230150400000001,0.14991827200000002,0.59207427200000007,0.324118448,5.190216000000001E-2,0.28524169599999999,0.29345640000000001,5.0703744000000002E-2,0.34498774399999999,0.24684528000000003,0.36834264000000005,0.1540552,0.60275452800000007,7.6633439999999997E-2,5.6639696000000003E-2,0.52832833600000007,6.3346927999999997E-2,0.60509824000000001,6.5119791999999996E-2,0.11562704000000001,0.70762128000000013,0.11525073599999999,0.19479443200000002,4.8595136000000011E-2,0.14150670400000001,0.28179531199999996,0.42546257599999998,0.48114932799999999,0.13315627200000002,0.208644896,0.25526041600000005,9.7425551999999999E-2,0.20753073599999999,0.75991744000000006,0.72830561599999999,0.599731664,0.39938537600000007,0.37068275200000006,0.75078228800000002,0.7647988320000001,0.55721073600000015,0.43116579200000005,0.10165488,0.51533420800000007,0.19635560000000002,0.34641640000000001,0.40577196799999998,0.46183011200000007,0.25478899200000005,0.71496628800000006,0.21624489600000002,0.55204441600000009,0.51715073600000017,5.9258239999999997E-2,0.19554585599999999,0.41324859200000008,0.26765038400000007,0.32042801600000004,0.62342516800000003,0.51189644800000011,0.25257257599999999,0.75559465599999998,0.50385627200000005,5.8694960000000011E-2,0.15749011200000004,0.453436112,0.16907750399999999,0.36607696000000006,0.11753136000000002,0.14460891200000001,0.59300792000000002,0.27783206400000005,0.39244454400000001,0.10830958400000001,0.42341852800000007,0.51176756800000012,0.14656279999999999,0.21132091200000003,0.13896915199999998]
[484,1,0.54227971200000002,0.15775324800000001,5.9741888E-2,0.19186118399999999,5.3676575999999997E-2,0.104717248,5.0523071999999995E-2,5.6362800000000005E-2,5.2945552000000007E-2,0.16907809599999998,4.8929472000000002E-2,5.7917439999999994E-2,5.3491055999999995E-2,0.364323744,0.31096659200000004,7.252979200000001E-2,7.2751935999999989E-2,0.14261817600000001,0.12500230400000001,0.17335827199999998,0.193274272,0.151774992,0.59366112000000004,0.32669663999999998,5.2105504000000004E-2,0.28922956799999999,0.29421172800000001,5.0932272000000008E-2,0.35019670399999997,0.248267248,0.37564651200000004,0.15852227199999999,0.60679460799999996,7.8591328000000002E-2,5.7498335999999997E-2,0.52841027200000013,6.391724800000001E-2,0.60789129600000003,6.6242271999999991E-2,0.11922284800000002,0.710905024,0.11801521600000001,0.20323075199999999,4.869184E-2,0.14545916799999997,0.28736015999999998,0.43192492799999999,0.48548497600000007,0.137026128,0.213400912,0.26073259200000004,0.101598032,0.21278665599999999,0.76143590400000005,0.73043287999999995,0.60685958400000006,0.40469081599999995,0.37495460800000002,0.75434400000000001,0.76559881600000002,0.55954673600000016,0.43129888,0.10239072,0.51813524799999999,0.19769908800000002,0.34806620799999999,0.40744089599999994,0.46305230399999997,0.25574382400000001,0.71334510399999995,0.21485536,0.55178302400000012,0.51404180799999999,5.9250112000000008E-2,0.19331331199999999,0.40966969600000003,0.26560640000000008,0.31565152000000002,0.62066177599999994,0.50727951999999998,0.24957163200000002,0.7537469120000001,0.50074073599999991,5.8963007999999997E-2,0.15671603200000003,0.44969326399999998,0.16676719999999995,0.36263596800000003,0.115428592,0.14217920000000001,0.59155132799999988,0.27616747200000002,0.38968155200000004,0.10652691200000002,0.42102079999999997,0.50885062399999992,0.14376067200000001,0.20843327999999997,0.13737868800000003]
[485,1,0.54015999999999997,0.15601999999999999,5.9670000000000001E-2,0.18884000000000001,5.323E-2,0.10413,5.0389999999999997E-2,5.6329999999999998E-2,5.3400000000000003E-2,0.16833999999999999,4.8329999999999998E-2,5.7189999999999998E-2,5.4969999999999998E-2,0.36453999999999998,0.31208000000000002,7.3230000000000003E-2,7.3050000000000004E-2,0.14355000000000001,0.12501000000000001,0.18287999999999999,0.19425000000000001,0.15365000000000001,0.59526000000000001,0.32939000000000002,5.2400000000000002E-2,0.29329,0.29515999999999998,5.1130000000000002E-2,0.35532999999999998,0.24970000000000001,0.38299,0.16306999999999999,0.61048000000000002,8.0629999999999993E-2,5.8409999999999997E-2,0.52853000000000006,6.4530000000000004E-2,0.61048999999999998,6.7419999999999994E-2,0.12302,0.71397999999999995,0.12099,0.21203,4.879E-2,0.14960999999999999,0.29288999999999998,0.43811,0.48970999999999998,0.14087,0.21831999999999999,0.26640000000000003,0.106,0.21822,0.76285000000000003,0.73246,0.61368,0.40983000000000003,0.37901000000000001,0.75795999999999997,0.76636000000000004,0.56200000000000006,0.43128,0.10306,0.52063999999999999,0.1988,0.34943000000000002,0.40877999999999998,0.46434999999999998,0.25679000000000002,0.71160999999999996,0.21332999999999999,0.55149000000000004,0.51095000000000002,5.9229999999999998E-2,0.19094,0.40603,0.26346000000000003,0.31098999999999999,0.61778,0.50256000000000001,0.24643999999999999,0.75185999999999997,0.49765999999999999,5.926E-2,0.15576000000000001,0.44596999999999998,0.16447999999999999,0.35911999999999999,0.11336,0.13979,0.59009,0.27445000000000003,0.38682,0.10476000000000001,0.41861999999999999,0.50592999999999999,0.14093,0.20560999999999999,0.13580999999999999]
[486,1,0.53808729599999994,0.15435289599999999,5.9657968000000006E-2,0.185889312,5.2815471999999995E-2,0.10357817599999999,5.0261535999999989E-2,5.6293040000000003E-2,5.3872959999999998E-2,0.16760651199999999,4.7770752E-2,5.6522239999999994E-2,5.6529503999999994E-2,0.36475327999999996,0.31321132800000001,7.392721599999999E-2,7.3338623999999991E-2,0.14449382399999999,0.12504515199999999,0.1920568,0.19523043200000001,0.155544032,0.59687391999999995,0.33220028799999995,5.2792592000000006E-2,0.29742310399999994,0.29630942399999993,5.130792E-2,0.36039257599999996,0.251156816,0.39036452799999999,0.16769600000000001,0.61381993600000007,8.2749311999999992E-2,5.9373295999999992E-2,0.52868964799999996,6.5180544000000007E-2,0.61290593599999998,6.8649407999999995E-2,0.12700857599999998,0.716844704,0.124195136,0.22118259199999998,4.8889151999999998E-2,0.15396363199999999,0.29837248,0.44399833599999999,0.493826608,0.14467768,0.223387008,0.27224329600000002,0.11061935999999999,0.22382374399999996,0.76416009600000001,0.73438876799999997,0.62016692799999995,0.41479072,0.38283977600000002,0.76161920000000005,0.76708137600000015,0.56456420800000007,0.43111081600000001,0.10365996799999999,0.522842272,0.19964875200000001,0.35050352000000001,0.40978473600000004,0.465716256,0.25792294399999999,0.70976124799999996,0.21167449599999999,0.55116539200000003,0.50787715200000005,5.9197471999999994E-2,0.18843568000000002,0.40232780800000001,0.26121692800000001,0.30644657600000003,0.61478779199999989,0.49774628800000004,0.24320191999999996,0.74993651200000011,0.4946186560000001,5.9583647999999996E-2,0.15464185600000002,0.44226708799999997,0.16221575999999999,0.35553297600000006,0.11132927999999999,0.13744528,0.58862753599999995,0.27268318400000002,0.38386390399999998,0.10301177600000001,0.41622087999999996,0.50300982400000005,0.138073216,0.20284950399999999,0.13426454399999999]
[487,1,0.53606342399999996,0.15275134400000001,5.9725200000000006E-2,0.18301436800000001,5.2431024E-2,0.103061472,5.0137408000000008E-2,5.6251983999999998E-2,5.4360944000000001E-2,0.16688150400000001,4.7251472000000003E-2,5.5918495999999998E-2,5.8161536000000007E-2,0.36496424,0.31436084800000003,7.4621184000000021E-2,7.3617648000000008E-2,0.14544976000000001,0.12511839999999999,0.20084835200000001,0.19621870400000005,0.15745843200000001,0.59850579200000009,0.33512900800000006,5.3292239999999998E-2,0.301630016,0.29767064000000004,5.1479264000000011E-2,0.36539118399999998,0.25263984,0.39776136000000006,0.17239776000000001,0.61682972800000013,8.4948960000000004E-2,6.0385856000000002E-2,0.52889145599999998,6.5861648000000009E-2,0.61515319999999996,6.9925232000000004E-2,0.13117384000000001,0.71949968000000009,0.12765337600000001,0.23067403200000003,4.8988976000000004E-2,0.158525264,0.303795712,0.44957433600000002,0.49783732799999997,0.14843963200000002,0.22858129599999999,0.27823593600000007,0.11543835200000001,0.229586496,0.76536727999999987,0.73622033600000003,0.62630102400000009,0.41956185600000001,0.38643659200000002,0.76530868800000007,0.76776163200000014,0.56723025599999999,0.43079323199999997,0.10418848000000001,0.52473876799999997,0.20024064,0.35128503999999999,0.41045356799999994,0.46714059200000002,0.25913531200000001,0.70779876800000008,0.20989401600000002,0.5508092160000001,0.50482217600000001,5.9152079999999989E-2,0.18581001600000002,0.39856123200000004,0.25888078400000003,0.30202033600000006,0.61169292800000008,0.4928474080000001,0.23984857600000001,0.74797945600000004,0.491619472,5.9930560000000001E-2,0.15334339200000002,0.438583952,0.15997366399999999,0.35188120000000006,0.10933928000000002,0.13514811200000001,0.58716688000000006,0.27087310400000003,0.38081958399999999,0.101284624,0.413826048,0.50009340800000002,0.13519568000000001,0.20014963199999999,0.132743472]
[488,1,0.534062272,0.15119323200000001,5.9787791999999999E-2,0.18021854400000001,5.2071135999999997E-2,0.102578848,5.0018400000000005E-2,5.6205488000000005E-2,5.4857727999999994E-2,0.16617657599999999,4.6771871999999999E-2,5.5349152000000006E-2,5.9849728000000012E-2,0.36517447999999997,0.31553620800000004,7.531059200000001E-2,7.3888272000000005E-2,0.14641873599999999,0.125233488,0.20909286400000004,0.19721857600000003,0.15939755199999997,0.60016150400000001,0.33818316800000003,5.3870368000000009E-2,0.30593900800000001,0.29923377599999995,5.1633967999999995E-2,0.37032315199999993,0.25413950400000002,0.40522267200000001,0.17716976000000001,0.61954344000000006,8.7232607999999989E-2,6.1446736000000009E-2,0.529121744,6.6564832000000018E-2,0.61722238400000007,7.1234175999999996E-2,0.13547262400000001,0.7219442559999999,0.13138969600000003,0.24056987200000005,4.9090159999999994E-2,0.16330777599999999,0.30913934400000004,0.45479697600000007,0.50173732800000004,0.15213278399999999,0.23386502400000003,0.28433217599999999,0.120406864,0.23551428800000002,0.76647422400000009,0.73795646399999992,0.63206679999999993,0.42412051200000006,0.389775808,0.769022176,0.7683982880000001,0.56996542400000005,0.43032276800000002,0.104636512,0.52632774400000015,0.200555968,0.35177631999999998,0.41077279999999999,0.46859276799999999,0.26040192000000001,0.70572260800000008,0.20799801600000001,0.55042136000000008,0.50178383999999998,5.9088368000000002E-2,0.18308179199999999,0.39473241600000009,0.25645936000000003,0.29771017600000005,0.60849302399999994,0.48787876800000007,0.23646155199999999,0.74597920000000006,0.48864668800000011,6.0293072000000003E-2,0.15193804800000002,0.43491665600000001,0.15775548800000003,0.34816702399999999,0.10737424000000001,0.13291334400000002,0.58570446399999998,0.269016384,0.37772542400000003,9.9591711999999999E-2,0.41143145600000003,0.49718507200000006,0.13229406400000004,0.19749976000000002,0.13125367999999998]
[489,1,0.53204848000000005,0.14964935999999998,5.9717984000000002E-2,0.17750536,5.1729088000000006E-2,0.102128944,4.9905711999999998E-2,5.6151791999999999E-2,5.5356271999999998E-2,0.16550596799999998,4.6331711999999997E-2,5.4771647999999999E-2,6.1574880000000005E-2,0.36538583999999996,0.31674740800000006,7.5993840000000007E-2,7.4152096000000001E-2,0.147401952,0.12539177600000001,0.21658809600000001,0.198234048,0.16136667199999999,0.60184785600000001,0.34137156800000001,5.4482256000000007E-2,0.31038744000000007,0.30097587199999998,5.1755071999999999E-2,0.37518264000000001,0.25564604799999996,0.41280766399999996,0.18200552000000003,0.622001472,8.9605295999999987E-2,6.2555456000000009E-2,0.52935955199999996,6.7281135999999991E-2,0.619095968,7.2560239999999984E-2,0.13985220800000001,0.72417731199999991,0.13542969600000002,0.25096243200000001,4.9193663999999998E-2,0.16832580800000002,0.31438025599999997,0.45961673600000008,0.50551932799999999,0.15572961599999999,0.23919451200000003,0.29047977600000002,0.12546393600000003,0.24161895999999999,0.76748412799999999,0.739599232,0.63745001599999995,0.42843988799999999,0.39282702399999997,0.772755584,0.76898854400000005,0.57272907199999989,0.42969278399999999,0.10499278399999999,0.52760800000000008,0.200570096,0.35198024,0.41072467200000001,0.47003590400000006,0.261691648,0.70353300799999996,0.205997296,0.55000166400000006,0.49876094399999998,5.8999216E-2,0.180272768,0.39084488000000001,0.25396513600000009,0.29351489600000003,0.60518231999999994,0.48285796799999997,0.23317444800000001,0.74392182399999995,0.48567830400000001,6.0662143999999994E-2,0.150554784,0.43126016,0.15556395200000001,0.34439156799999993,0.10541224000000002,0.13075985600000001,0.58423372799999995,0.26710574399999998,0.37463054400000001,9.7949839999999996E-2,0.40903094400000001,0.49428945600000007,0.12936204800000004,0.19488644799999999,0.12980396799999999]
[490,1,0.53,0.14810000000000001,5.944E-2,0.17488000000000001,5.1400000000000001E-2,0.10170999999999999,4.9799999999999997E-2,5.6090000000000001E-2,5.5849999999999997E-2,0.16488,4.5929999999999999E-2,5.416E-2,6.3320000000000001E-2,0.36559999999999998,0.318,7.6670000000000002E-2,7.4410000000000004E-2,0.1484,0.12559999999999999,0.22320000000000001,0.19927,0.16336999999999999,0.60357000000000005,0.34470000000000001,5.5100000000000003E-2,0.315,0.30287999999999998,5.1839999999999997E-2,0.37996999999999997,0.25714999999999999,0.42054999999999998,0.18690000000000001,0.62424000000000002,9.2069999999999999E-2,6.3710000000000003E-2,0.52959000000000001,6.8000000000000005E-2,0.62077000000000004,7.3889999999999997E-2,0.14427000000000001,0.72619999999999996,0.13980000000000001,0.26190000000000002,4.9299999999999997E-2,0.17358999999999999,0.31950000000000001,0.46400000000000002,0.50917999999999997,0.15920999999999999,0.24453,0.29663,0.13056000000000001,0.24790000000000001,0.76839999999999997,0.74114999999999998,0.64244000000000001,0.4325,0.39556999999999998,0.77649999999999997,0.76953000000000005,0.57548999999999995,0.4289,0.10525,0.52858000000000005,0.20027,0.35189999999999999,0.4103,0.47144000000000003,0.26297999999999999,0.70123000000000002,0.2039,0.54954999999999998,0.49575000000000002,5.8880000000000002E-2,0.1774,0.38690000000000002,0.25141000000000002,0.28943000000000002,0.60175999999999996,0.4778,0.23007,0.74180000000000001,0.48270000000000002,6.1030000000000001E-2,0.14927000000000001,0.42760999999999999,0.15340000000000001,0.34055999999999997,0.10344,0.12870000000000001,0.58274999999999999,0.26513999999999999,0.37157000000000001,9.6369999999999997E-2,0.40661999999999998,0.49141000000000001,0.12640000000000001,0.1923,0.12839999999999999]
[491,1,0.52791783999999997,0.14654265599999999,5.8964799999999998E-2,0.172347632,5.1082288000000003E-2,0.101320352,4.9700975999999994E-2,5.6020496000000003E-2,5.6334080000000002E-2,0.16430182399999999,4.5564976E-2,5.3519407999999997E-2,6.5073967999999996E-2,0.36581822400000003,0.31929207999999998,7.7339072000000009E-2,7.4661807999999996E-2,0.149412304,0.12587188799999999,0.22890864,0.20033254400000003,0.16540972800000001,0.60533019199999993,0.34816939199999997,5.5728592E-2,0.31977887999999999,0.30494846399999992,5.1898432000000001E-2,0.38469478400000001,0.25863937600000003,0.42844012799999992,0.19185073599999999,0.62628326400000001,9.4626688E-2,6.4906400000000003E-2,0.52981432000000006,6.8712640000000005E-2,0.62225996800000016,7.5215887999999995E-2,0.14870459200000002,0.72801638399999991,0.14452539200000003,0.27335697600000003,4.9408911999999999E-2,0.17909193600000001,0.32448830399999995,0.46793944000000004,0.51272260800000002,0.16256628799999998,0.24984337600000001,0.30274662400000002,0.13566947200000001,0.25433750399999999,0.76922428799999998,0.74260918400000009,0.64702948799999993,0.43629251199999997,0.39800140799999995,0.78023985600000001,0.77002103999999993,0.57823531199999989,0.42794718399999998,0.10540745599999998,0.52924561599999997,0.19966019200000001,0.35153833599999995,0.40950294399999998,0.47278971200000003,0.26425583999999996,0.69881335999999994,0.201710368,0.54906639999999995,0.49274553600000004,5.8730464000000003E-2,0.17447251200000002,0.38289590400000001,0.24879724800000003,0.28544824000000008,0.5982336479999999,0.47271464000000002,0.227129632,0.7396173760000001,0.47971182400000001,6.1391935999999987E-2,0.14806312000000002,0.42396387199999996,0.15126193600000001,0.33668199999999998,0.101459248,0.126734976,0.581255984,0.26312585599999994,0.36855305600000005,9.4853440000000011E-2,0.40419793599999998,0.48854849600000005,0.12341771200000003,0.18973796800000001,0.12704211200000001]
[492,1,0.52579899200000013,0.144972192,5.8275072000000004E-2,0.16991158400000003,5.0774015999999998E-2,0.10095852799999999,4.9608559999999996E-2,5.5943408E-2,5.6803887999999997E-2,0.16377529600000001,4.5235072000000001E-2,5.2850832E-2,6.682548800000003E-2,0.36604183999999995,0.320622448,7.8000832000000006E-2,7.4907632000000016E-2,0.15043817600000001,0.12621884799999999,0.23367782400000003,0.20142825600000003,0.16748843200000002,0.60713086400000005,0.35178156799999999,5.6366368000000007E-2,0.32472988800000002,0.30717985600000003,5.1926767999999998E-2,0.389364512,0.26009910400000003,0.43647635200000001,0.19685496000000002,0.62815624000000014,9.7276448000000001E-2,6.6141135999999989E-2,0.53003382399999999,6.9413392000000004E-2,0.6235747840000001,7.6529855999999993E-2,0.15313214400000003,0.72963017600000002,0.149628336,0.28531883199999997,4.952024E-2,0.18481105599999997,0.32933414399999994,0.47142473600000012,0.51614932800000002,0.16578910399999999,0.25510646399999998,0.30879393599999999,0.14076406400000002,0.260913968,0.76995974400000011,0.74397750399999985,0.65121183999999999,0.43980787199999999,0.400115728,0.78396137600000004,0.77045996800000016,0.58094958400000007,0.42683652800000005,0.10546355200000002,0.52960678400000005,0.19874284800000003,0.35089847999999996,0.40833584000000006,0.47406812799999998,0.26550632000000002,0.69628308799999994,0.19943353600000002,0.54855096000000003,0.4897428800000001,5.8549728000000002E-2,0.17150051199999999,0.37883169600000005,0.24612792,0.28156345600000005,0.59460926399999992,0.46761220800000008,0.22435691200000002,0.73737551999999995,0.47671148800000007,6.1743152000000009E-2,0.14694628800000001,0.42031961600000001,0.14914868800000003,0.33276542399999998,9.9468960000000009E-2,0.12486750400000002,0.5797559040000001,0.26106590400000007,0.36559294399999998,9.3402992000000004E-2,0.40176337600000001,0.4857069120000001,0.120422784,0.18719728000000002,0.12573135999999999]
[493,1,0.523659184,0.143393888,5.7461744000000009E-2,0.16758889600000001,5.0475104000000007E-2,0.100619984,4.9521824000000013E-2,5.5860720000000003E-2,5.7251935999999996E-2,0.16330084800000003,4.4936127999999999E-2,5.2169616000000009E-2,6.8559248000000003E-2,0.36627233599999998,0.32198417600000007,7.865675200000001E-2,7.5145856000000011E-2,0.151477008,0.126668208,0.23757068800000006,0.20256436800000002,0.16960753600000003,0.60897289600000004,0.35553310400000004,5.7027184000000002E-2,0.32984305599999997,0.30955868800000003,5.1997504E-2,0.39400032000000007,0.26152955200000005,0.44461769600000001,0.20191142400000003,0.62989289599999998,0.10001476799999999,6.7406432000000002E-2,0.53023780800000009,7.0075424000000011E-2,0.62475959999999997,7.7822704000000006E-2,0.15753089600000003,0.73105068800000006,0.15514760000000002,0.29770636800000005,4.9633248000000005E-2,0.19078425599999999,0.33403150400000003,0.47446811200000005,0.51946844800000003,0.16887944000000002,0.26027979200000007,0.31471868800000002,0.14581729600000001,0.26759115200000005,0.77060903999999997,0.74525358400000008,0.654990352,0.44304491200000007,0.40192204799999998,0.78763817600000019,0.77084529599999996,0.58362417600000005,0.42557339200000005,0.10542260800000001,0.52967107200000008,0.19754190399999999,0.34998598399999997,0.40681609600000002,0.47525878400000005,0.26672168000000002,0.69363825599999995,0.19706862400000003,0.54800336000000016,0.48672798400000006,5.8340032E-2,0.16848771200000001,0.37470140799999996,0.24342979200000006,0.27775579200000006,0.59090047999999995,0.462501936,0.22170987199999997,0.73508678400000016,0.47370435199999994,6.2077408000000001E-2,0.14584177599999998,0.41667176000000006,0.14705520000000002,0.32883252800000001,9.7480432000000006E-2,0.12309155200000001,0.57824014400000012,0.258983872,0.36268795200000004,9.2012704000000001E-2,0.39931473600000006,0.48288460799999994,0.117439056,0.18467683200000001,0.12446452799999999]
[494,1,0.52152601600000004,0.14182022400000002,5.6674895999999995E-2,0.16540284799999999,5.0186832000000008E-2,0.10029872000000001,4.9439328000000005E-2,5.5775472000000006E-2,5.7669663999999995E-2,0.16287624000000003,4.4662624000000005E-2,5.1502079999999999E-2,7.0258847999999999E-2,0.36651123199999996,0.32336646400000002,7.9309231999999993E-2,7.5373920000000011E-2,0.15252800000000002,0.127255648,0.24071363199999998,0.20374879999999998,0.17176768000000001,0.61085596799999997,0.35941744000000003,5.7735920000000003E-2,0.33509798400000002,0.31206440000000002,5.2218800000000003E-2,0.39863100800000006,0.26293736000000001,0.45279896000000003,0.207019968,0.63152995199999995,0.10283420800000002,6.8692208000000005E-2,0.53041227199999996,7.0662656000000004E-2,0.62587873599999999,7.9085472000000004E-2,0.16188284800000002,0.73229040000000001,0.16112902400000004,0.31039942399999998,4.9746815999999999E-2,0.197069936,0.338577984,0.47709644800000001,0.52269204800000002,0.17184497599999998,0.26532016000000003,0.32046111999999993,0.15080668799999999,0.274318016,0.77117481600000004,0.74643494399999999,0.65837406400000009,0.44600819200000003,0.40343884800000002,0.79123705599999994,0.771175744,0.58625604799999997,0.42416553599999995,0.105292704,0.52944912,0.19609431999999999,0.34880764800000003,0.40497027200000002,0.47634736000000005,0.26789535999999997,0.69087750400000003,0.19461139199999999,0.54742311999999993,0.48368204799999998,5.8105696000000005E-2,0.16543363200000002,0.37049631999999999,0.24074182399999997,0.27399844800000001,0.58712561600000002,0.457391824,0.219114272,0.7327700479999999,0.47070121600000003,6.2388224000000006E-2,0.14462166400000001,0.41301358399999999,0.144974192,0.324912912,9.5512704000000004E-2,0.12139536000000001,0.57669390399999987,0.25691400000000003,0.35982591999999997,9.0671136000000013E-2,0.39685073600000004,0.48007942399999998,0.114499328,0.18217750399999999,0.12323561600000001]
[495,1,0.51941999999999999,0.14026,5.6009999999999997E-2,0.16336999999999999,4.9910000000000003E-2,9.9989999999999996E-2,4.9360000000000001E-2,5.5690000000000003E-2,5.8049999999999997E-2,0.16250000000000001,4.4409999999999998E-2,5.0869999999999999E-2,7.1910000000000002E-2,0.36675999999999997,0.32475999999999999,7.9960000000000003E-2,7.5590000000000004E-2,0.15359,0.12801000000000001,0.2432,0.20499000000000001,0.17397000000000001,0.61277999999999999,0.36342999999999998,5.851E-2,0.34048,0.31468000000000002,5.2659999999999998E-2,0.40328000000000003,0.26432,0.46096999999999999,0.21218000000000001,0.6331,0.10573,6.9989999999999997E-2,0.53054999999999997,7.1150000000000005E-2,0.62697999999999998,8.0310000000000006E-2,0.16617000000000001,0.73336000000000001,0.16761000000000001,0.32329999999999998,4.9860000000000002E-2,0.20369000000000001,0.34297,0.47932999999999998,0.52583000000000002,0.17469000000000001,0.27018999999999999,0.32596999999999998,0.15570999999999999,0.28105000000000002,0.77166000000000001,0.74751999999999996,0.66137000000000001,0.44869999999999999,0.40467999999999998,0.79473000000000005,0.77144999999999997,0.58884000000000003,0.42262,0.10508000000000001,0.52895000000000003,0.19442999999999999,0.34737000000000001,0.40282000000000001,0.47732000000000002,0.26901999999999998,0.68799999999999994,0.19206000000000001,0.54681000000000002,0.48059000000000002,5.7849999999999999E-2,0.16234000000000001,0.36620999999999998,0.23809,0.27027000000000001,0.58330000000000004,0.45229000000000003,0.21651999999999999,0.73043999999999998,0.46771000000000001,6.2670000000000003E-2,0.14321,0.40933999999999998,0.1429,0.32102999999999998,9.3579999999999997E-2,0.11977,0.57511000000000001,0.25488,0.35699999999999998,8.9370000000000005E-2,0.39437,0.47728999999999999,0.11162999999999999,0.1797,0.12204]
[496,1,0.5173404479999999,0.13871113599999998,5.5448431999999999E-2,0.16149207999999998,4.9643871999999999E-2,9.9692816000000004E-2,4.9283840000000002E-2,5.5604608000000007E-2,5.8389872000000002E-2,0.16217295999999998,4.4176783999999997E-2,5.0272032000000008E-2,7.350456000000001E-2,0.36702019200000002,0.32616011199999989,8.060899199999999E-2,7.5794528000000014E-2,0.154660928,0.12893939200000001,0.24502408000000001,0.20629779199999998,0.17621715199999999,0.61474574399999993,0.36757199999999995,5.9350511999999994E-2,0.34599139200000001,0.31739228800000002,5.3322224000000001E-2,0.40795486400000003,0.26566963199999999,0.46912591999999997,0.21738963199999997,0.63462321600000005,0.10870564800000002,7.1296063999999992E-2,0.53065171199999994,7.1545216000000009E-2,0.62806879999999998,8.1490432000000015E-2,0.17037430400000003,0.73426495999999997,0.17460278399999998,0.33637647999999998,4.9972544000000001E-2,0.210618688,0.34720015999999998,0.48116905599999993,0.52888540800000006,0.17740846399999999,0.27486899199999998,0.33121980799999995,0.16050574400000001,0.28776175999999998,0.77206848000000017,0.74850955200000002,0.66397919999999999,0.45111558400000007,0.40564574400000003,0.79810480000000006,0.77166649599999992,0.59136412800000004,0.42094182399999996,0.104784736,0.528178288,0.192557648,0.34567897600000003,0.40037212800000005,0.47816441599999998,0.270085872,0.68500651199999996,0.18941993599999998,0.54616416000000001,0.47744776,5.7573296000000003E-2,0.15921532800000002,0.36184272000000001,0.23547654399999998,0.26656513599999998,0.57943003199999998,0.44720511999999996,0.21393398399999997,0.72809884800000002,0.46473017600000005,6.2919439999999993E-2,0.14162988799999998,0.40565068799999998,0.14083147199999999,0.31718883200000003,9.1682335999999989E-2,0.11821468800000001,0.57349219200000012,0.25288124799999995,0.35421931200000001,8.8110511999999988E-2,0.39187118399999998,0.47451727999999999,0.10883852799999999,0.17724444800000003,0.12087699200000002]
[497,1,0.51528822400000007,0.13717372800000002,5.499398400000001E-2,0.15977153599999999,4.9388384000000007E-2,9.9406624000000013E-2,4.9210864000000007E-2,5.5519680000000002E-2,5.8687136000000001E-2,0.161894128,4.3961807999999998E-2,4.9702336E-2,7.503668799999999E-2,0.36729353599999998,0.32756033600000001,8.1256272000000004E-2,7.5988176000000004E-2,0.155737968,0.13004948800000005,0.246196688,0.20768356800000001,0.17851177600000004,0.61675305599999997,0.37184430400000001,6.0264384000000004E-2,0.35163201600000005,0.32018148800000001,5.4227744000000008E-2,0.41266296000000008,0.26699163200000003,0.47725993600000005,0.22264750400000002,0.63611561599999999,0.11176620800000001,7.2606671999999997E-2,0.53071396799999992,7.1864624000000002E-2,0.62915096000000015,8.2622544000000006E-2,0.17448217600000002,0.73501148800000016,0.18211311999999999,0.34958788799999996,5.0084208000000005E-2,0.21785217600000001,0.35126302400000003,0.48261947199999999,0.53186180800000005,0.17999608000000003,0.27934283200000004,0.33619268799999996,0.16517769599999998,0.294424032,0.77240472000000004,0.74940438400000009,0.66620603199999995,0.45325275200000004,0.40633948800000003,0.80135065600000022,0.77182369599999989,0.59381913600000003,0.41913779200000006,0.10440804800000002,0.52713963200000002,0.19048886399999998,0.34374174400000007,0.39763561599999997,0.47887190400000001,0.27108568,0.68189825599999998,0.18669710400000003,0.54548567999999997,0.47425206400000003,5.7276752000000007E-2,0.15606723200000003,0.35739540799999997,0.23290891200000005,0.26287987199999996,0.57552239999999999,0.44214473599999998,0.21135251200000002,0.7257491840000001,0.46176275200000005,6.3134208000000011E-2,0.139880896,0.40194664000000002,0.13876736000000001,0.31339228799999996,8.9820591999999991E-2,0.116726512,0.571839824,0.25091803200000001,0.35149003200000001,8.6893024000000013E-2,0.38935345600000004,0.47176172800000005,0.10613185600000001,0.17481299199999997,0.11974484799999999]
[498,1,0.51328215999999993,0.13565408000000001,5.4620256000000006E-2,0.15821355200000001,4.9143856E-2,9.9126352000000001E-2,4.9140048000000013E-2,5.5437312000000002E-2,5.8934719999999996E-2,0.16166385599999999,4.3759791999999999E-2,4.9206159999999992E-2,7.6490176000000007E-2,0.36758088000000005,0.32895279999999999,8.1902991999999994E-2,7.6168784000000017E-2,0.156820448,0.13137190400000004,0.24679441600000004,0.20915462400000001,0.18085495999999998,0.61880252800000002,0.37624300799999999,6.1251135999999998E-2,0.35739008,0.32305100800000003,5.5328304000000002E-2,0.41742737600000002,0.26822587200000003,0.48532363199999995,0.22795249600000003,0.63761401600000001,0.114904848,7.391360000000001E-2,0.53075854399999989,7.2074832000000005E-2,0.63025960000000003,8.3696736000000008E-2,0.17847124800000003,0.73560921600000018,0.19018449600000001,0.36284577599999995,5.0193712000000008E-2,0.225266784,0.35515356800000003,0.48369612800000006,0.53476892800000009,0.182455696,0.283567232,0.34082948800000001,0.16969828799999997,0.30099662399999999,0.77267088000000006,0.750203536,0.668054064,0.45511168000000002,0.40677155200000004,0.80443763200000018,0.77192057600000008,0.59619766400000007,0.41721288000000006,0.10395552000000001,0.52584161600000012,0.18825072000000004,0.34156315200000009,0.39462998400000004,0.479424672,0.27200956800000003,0.67867392000000004,0.183888992,0.54477503999999999,0.47098740800000005,5.6962447999999999E-2,0.152898016,0.35286129599999999,0.23037752000000003,0.25919148800000003,0.57159204799999996,0.43711779200000012,0.20876679999999997,0.7234051199999999,0.45881372800000003,6.3308415999999992E-2,0.13802430400000001,0.39822171200000001,0.136702768,0.30966566399999995,8.8007647999999994E-2,0.11529937600000001,0.5701739360000001,0.24899865600000004,0.34880819199999996,8.5710015999999986E-2,0.38681428800000006,0.46902265600000004,0.10353638400000001,0.172404416,0.11864038400000002]
[499,1,0.51134705599999986,0.13416051200000001,5.4274207999999997E-2,0.156822448,4.8910767999999993E-2,9.8845439999999993E-2,4.9070032E-2,5.5360144E-2,5.9124064000000004E-2,0.16148294400000002,4.3564015999999997E-2,4.8848943999999998E-2,7.7845423999999996E-2,0.367882704,0.33032910399999998,8.2550591999999992E-2,7.6333232000000015E-2,0.15790836799999999,0.13294696000000003,0.24691574399999999,0.21071696000000001,0.18324726399999997,0.62089496,0.38076267200000002,6.2305807999999997E-2,0.36324998399999997,0.32601428799999999,5.6536063999999997E-2,0.42227635200000002,0.269282992,0.49325468799999994,0.23330356800000002,0.63916217599999992,0.11811068800000001,7.5207167999999991E-2,0.53081975999999986,7.2125919999999996E-2,0.63143456000000009,8.4701647999999991E-2,0.18231624000000002,0.73606886400000016,0.19887291200000001,0.37604590399999999,5.0299376E-2,0.23267827200000002,0.358866992,0.48441694400000007,0.53761860799999994,0.18479259200000001,0.28748779200000002,0.34505724799999998,0.17403616,0.30743577599999999,0.77286832000000005,0.75090556800000008,0.6695265760000001,0.45669340800000002,0.406954496,0.80732932800000001,0.77195633600000002,0.59849307200000001,0.41517140800000002,0.10343427200000001,0.52429239999999999,0.18587545599999999,0.33914720000000009,0.39137827200000003,0.47980184000000009,0.27284681599999994,0.67533134400000006,0.18099024,0.54403296000000001,0.46763427199999996,5.6632703999999999E-2,0.14970815999999998,0.34823110400000001,0.22786204799999998,0.25547102399999999,0.56765665599999993,0.43213364800000004,0.20617148799999999,0.72108457599999998,0.45589070399999998,6.3435103999999992E-2,0.136160912,0.39446742400000007,0.13463169600000002,0.30604167999999998,8.6260303999999996E-2,0.11392624000000001,0.56852676800000002,0.24713167999999999,0.34616643199999997,8.4551327999999995E-2,0.38425047999999995,0.46629902400000006,0.101084912,0.17001639999999998,0.11756]
[500,1,0.50949999999999995,0.13270000000000001,5.3920000000000003E-2,0.15559999999999999,4.8689999999999997E-2,9.8559999999999995E-2,4.9000000000000002E-2,5.5289999999999999E-2,5.9249999999999997E-2,0.16134999999999999,4.3369999999999999E-2,4.8669999999999998E-2,7.9089999999999994E-2,0.36820000000000003,0.33167999999999997,8.3199999999999996E-2,7.6480000000000006E-2,0.159,0.1348,0.24664,0.21238000000000001,0.18568999999999999,0.62302999999999997,0.38540000000000002,6.343E-2,0.36919999999999997,0.32906999999999997,5.7799999999999997E-2,0.42723,0.27011000000000002,0.50100999999999996,0.2387,0.64078999999999997,0.12138,7.6480000000000006E-2,0.53091999999999995,7.1999999999999995E-2,0.63270000000000004,8.5629999999999998E-2,0.186,0.73640000000000005,0.20821000000000001,0.3891,5.04E-2,0.23996000000000001,0.3624,0.48480000000000001,0.54042000000000001,0.18701000000000001,0.29107,0.34882999999999997,0.17817,0.31369999999999998,0.77300000000000002,0.75151000000000001,0.67062999999999995,0.45800000000000002,0.40689999999999998,0.81,0.77193000000000001,0.60070000000000001,0.41302,0.10285,0.52249999999999996,0.18339,0.33650000000000002,0.38790000000000002,0.47999000000000003,0.27359,0.67186999999999997,0.17799999999999999,0.54325999999999997,0.46417999999999998,5.629E-2,0.14649999999999999,0.34350000000000003,0.22534999999999999,0.25169999999999998,0.56372999999999995,0.42720000000000002,0.20355999999999999,0.71879999999999999,0.45300000000000001,6.3509999999999997E-2,0.13436000000000001,0.39068000000000003,0.13255,0.30253999999999998,8.4589999999999999E-2,0.11260000000000001,0.56691999999999998,0.24532000000000001,0.34355999999999998,8.3409999999999998E-2,0.38166,0.46359,9.8799999999999999E-2,0.16764999999999999,0.11650000000000001]
[501,1,0.50774393600000001,0.13127582400000001,5.3572464E-2,0.15454753599999996,4.8482672000000004E-2,9.8270463999999988E-2,4.8930016000000007E-2,5.5227248E-2,5.9312511999999991E-2,0.16126151999999999,4.3177040000000007E-2,4.8665743999999997E-2,8.0222319999999986E-2,0.36853456000000001,0.33299636799999999,8.3851263999999981E-2,7.661016000000001E-2,0.16009126399999998,0.13693048000000002,0.24600332799999999,0.21415777600000002,0.18818563199999999,0.62520607999999989,0.39015560000000005,6.4645439999999998E-2,0.37523651199999997,0.33220526399999994,5.9133775999999992E-2,0.43229387200000002,0.27071744000000003,0.50858052799999998,0.24414116799999999,0.64250548800000007,0.124720128,7.7729199999999998E-2,0.53105491199999999,7.1726735999999999E-2,0.63405734400000024,8.6480528000000001E-2,0.189516096,0.73660971200000003,0.218185568,0.40195502399999999,5.0495263999999998E-2,0.24709763200000001,0.36575096000000001,0.48486032000000001,0.54317692800000006,0.18910675200000002,0.29431017599999998,0.35214393599999999,0.18209191999999999,0.31975591999999997,0.77307102400000005,0.75201769600000012,0.67137435200000006,0.45903401600000004,0.40661644799999996,0.81244198400000001,0.77184027200000005,0.60281278400000005,0.41076828799999998,0.102205408,0.52047164800000001,0.180810256,0.333630704,0.38420744000000001,0.47998601600000002,0.27423548800000003,0.66829164799999996,0.17492516800000002,0.54245622399999993,0.46062329600000002,5.5936624000000004E-2,0.14327967999999999,0.33867094400000008,0.22284732799999998,0.247877456,0.55981855999999997,0.42232214400000001,0.200922816,0.71655414399999995,0.45014472,6.3532719999999987E-2,0.13261257600000001,0.38686303999999999,0.13045691200000001,0.29915905599999998,8.299832E-2,0.11131491199999999,0.565351088,0.24356228800000002,0.340990352,8.2285104000000012E-2,0.379042928,0.46089566400000009,9.6686207999999982E-2,0.16531059200000001,0.11545729600000001]
[502,1,0.50608408000000005,0.12989160000000002,5.3244496000000009E-2,0.15366795200000002,4.8289855999999999E-2,9.7976591999999987E-2,4.8859968000000004E-2,5.5172432E-2,5.9310879999999996E-2,0.16121505600000002,4.2983792000000007E-2,4.8845279999999998E-2,8.1238976000000004E-2,0.36888792000000004,0.3342696,8.4504512000000004E-2,7.6724304000000021E-2,0.16117860800000003,0.13934038400000001,0.24504793600000002,0.21606326400000006,0.19073624,0.6274220479999999,0.395029568,6.5980736000000012E-2,0.38135479999999999,0.33542540799999998,6.0524064000000002E-2,0.437474896,0.27110067200000004,0.51595155200000009,0.24962625600000002,0.64431969599999994,0.12813604799999997,7.8951840000000009E-2,0.531222784,7.1325072000000003E-2,0.63551215999999999,8.7250975999999994E-2,0.19285556800000003,0.73670529600000012,0.22879185600000002,0.41455505600000003,5.0584672000000004E-2,0.25404734400000001,0.36891836800000005,0.48461332800000012,0.54589364800000006,0.19108265600000002,0.29719947200000002,0.35498844799999996,0.18579084800000004,0.32557126400000003,0.77308576000000018,0.75242913600000016,0.67176910400000001,0.45979832000000009,0.40611267200000006,0.81464515200000009,0.77168601600000009,0.60482478400000006,0.40842536000000002,0.10150376,0.51821465599999994,0.17815368000000004,0.33054795200000003,0.38031406400000006,0.47978435200000003,0.27477844800000001,0.66459736000000014,0.17177155199999999,0.54162167999999988,0.45696116799999997,5.5574767999999997E-2,0.14005273599999998,0.33374633600000003,0.22035616000000002,0.243999888,0.55592948799999986,0.41750547200000004,0.19825303999999999,0.71435120000000008,0.44732820800000006,6.3502256000000007E-2,0.13091662399999998,0.38301907200000007,0.12835148800000001,0.295900624,8.1488128000000021E-2,0.11006553600000001,0.56381937600000009,0.241860096,0.33845795199999995,8.1174736000000011E-2,0.37639924800000002,0.45821633600000006,9.4750064000000009E-2,0.163002496,0.11442902399999999]
[503,1,0.50451726400000008,0.12855329600000001,5.2904048000000002E-2,0.15294708799999998,4.8114400000000002E-2,9.7682560000000015E-2,4.8790720000000003E-2,5.5125215999999998E-2,5.9250687999999996E-2,0.16119923200000003,4.2792304000000003E-2,4.9164256000000003E-2,8.2150671999999994E-2,0.3692628,0.33548459200000003,8.5159280000000018E-2,7.6825808000000009E-2,0.16225411200000001,0.14201444799999999,0.243818544,0.218118272,0.19334572799999999,0.629672656,0.40002417600000001,6.7429712000000003E-2,0.38755124800000007,0.33864539200000005,6.2038352000000005E-2,0.44277216000000003,0.27131302400000001,0.52313281600000006,0.25515646399999997,0.64622014400000005,0.13164716800000001,8.0145439999999998E-2,0.53142521600000003,7.0884928E-2,0.6370358559999999,8.7947503999999996E-2,0.19603112,0.7366941600000001,0.239995504,0.42684004799999997,5.066832000000001E-2,0.26083297599999999,0.37190449599999997,0.48408377600000013,0.54857340799999998,0.19293647999999999,0.29976620800000003,0.35740200000000005,0.18928209600000001,0.33110084800000006,0.77305321599999999,0.75274729600000023,0.67183297599999992,0.46029982400000002,0.40540121600000001,0.81661399999999995,0.77146568000000015,0.606739904,0.40600619199999999,0.10074763200000002,0.51573766399999998,0.17543582399999999,0.32726495999999999,0.37623156799999996,0.47939828800000001,0.27522484800000002,0.66079251200000011,0.16855097600000002,0.54075697599999994,0.45320112000000001,5.5208352000000002E-2,0.13682563200000003,0.32873300799999999,0.217877872,0.24007919999999999,0.55206705599999994,0.41275240000000007,0.19554006400000004,0.71218873599999999,0.44455529600000004,6.3423311999999996E-2,0.12930187200000001,0.37915886399999998,0.12623414400000002,0.29274515200000001,8.0057136000000015E-2,0.10884136000000001,0.56232974400000002,0.24018790400000006,0.33596227200000001,8.0080048000000001E-2,0.373729808,0.45555036800000004,9.2986719999999995E-2,0.16073944000000001,0.11340947200000001]
[504,1,0.50303452800000004,0.12726755200000001,5.25044E-2,0.15236270400000002,4.7960063999999997E-2,9.739524799999999E-2,4.8723712000000002E-2,5.5084640000000004E-2,5.9141296000000003E-2,0.16119820799999998,4.2606736000000006E-2,4.9548672000000002E-2,8.2976367999999995E-2,0.36966255999999997,0.33662318400000008,8.5814688E-2,7.6919712000000001E-2,0.16330745600000002,0.144925312,0.24235595200000001,0.22034944000000001,0.19601897599999998,0.63195054399999995,0.405143264,6.8974448000000008E-2,0.39382377600000001,0.341739136,6.3786319999999994E-2,0.44817886400000001,0.27144233600000001,0.53015008000000008,0.26073395200000005,0.648179952,0.13528116800000001,8.1308480000000002E-2,0.53166188800000003,7.0536063999999996E-2,0.63858035200000007,8.858115200000001E-2,0.19906723199999998,0.73658342399999999,0.25174419199999998,0.4387528,5.0746687999999991E-2,0.26752108800000002,0.37471382400000003,0.48330070400000003,0.5512182080000001,0.194666064,0.30206070399999996,0.35945235199999997,0.192595344,0.33629475200000003,0.77298483200000001,0.75297649600000005,0.67158972800000005,0.46054764800000009,0.40449608000000004,0.81836252799999998,0.77117750399999996,0.60856694400000011,0.40352902400000001,9.9938944000000016E-2,0.51304987199999996,0.17266996799999998,0.32379756800000004,0.37196995199999999,0.47885142399999997,0.27558628800000001,0.65688478400000005,0.16527920000000001,0.53986291200000003,0.44935723200000005,5.4842096E-2,0.13360572800000001,0.32364112000000006,0.21541526399999997,0.23613707199999998,0.54823310400000003,0.40806348799999997,0.19277180799999999,0.71005987200000009,0.44183110399999997,6.3303888000000003E-2,0.12780319999999998,0.37529817599999998,0.12410647999999999,0.28965999999999997,7.8699264000000005E-2,0.107629664,0.56088643199999999,0.23850691200000002,0.333502992,7.9004400000000002E-2,0.37103620799999992,0.45289535999999997,9.1383296000000003E-2,0.15854022400000001,0.11239167999999999]
[505,1,0.50163000000000002,0.12604000000000001,5.2019999999999997E-2,0.15190000000000001,4.7829999999999998E-2,9.7119999999999998E-2,4.8660000000000002E-2,5.5050000000000002E-2,5.8990000000000001E-2,0.16120000000000001,4.2430000000000002E-2,4.9950000000000001E-2,8.3729999999999999E-2,0.37008999999999997,0.33767000000000003,8.6470000000000005E-2,7.7009999999999995E-2,0.16433,0.14804999999999999,0.2407,0.22278000000000001,0.19875999999999999,0.63424999999999998,0.41038999999999998,7.0620000000000002E-2,0.40017000000000003,0.34462999999999999,6.583E-2,0.45368999999999998,0.27155000000000001,0.53702000000000005,0.26635999999999999,0.65017999999999998,0.13905999999999999,8.2439999999999999E-2,0.53193000000000001,7.0379999999999998E-2,0.64010999999999996,8.9160000000000003E-2,0.20197999999999999,0.73638000000000003,0.26399,0.45023999999999997,5.0819999999999997E-2,0.27413999999999999,0.37735000000000002,0.48229,0.55383000000000004,0.19627,0.30412,0.36119000000000001,0.19575000000000001,0.34111000000000002,0.77288999999999997,0.75312000000000001,0.67105999999999999,0.46055000000000001,0.40340999999999999,0.81989999999999996,0.77081999999999995,0.61031000000000002,0.40100999999999998,9.9080000000000001E-2,0.51015999999999995,0.16986999999999999,0.32016,0.36753999999999998,0.47815999999999997,0.27587,0.65288000000000002,0.16197,0.53893999999999997,0.44544,5.4480000000000001E-2,0.13039999999999999,0.31847999999999999,0.21296999999999999,0.23219000000000001,0.54442999999999997,0.40344000000000002,0.18994,0.70796000000000003,0.43915999999999999,6.3149999999999998E-2,0.12644,0.37145,0.12197,0.28661999999999999,7.7410000000000007E-2,0.10642,0.55949000000000004,0.23679,0.33107999999999999,7.7950000000000005E-2,0.36831999999999998,0.45024999999999998,8.9929999999999996E-2,0.15642,0.11137]
[506,1,0.50030723200000005,0.12487344000000002,5.1453983999999994E-2,0.15156043200000002,4.7725679999999993E-2,9.6857520000000003E-2,4.8599424000000002E-2,5.5021407999999994E-2,5.8797728E-2,0.16120427200000001,4.2261552000000001E-2,5.0375104000000011E-2,8.4410447999999999E-2,0.37054646399999996,0.33861764800000005,8.7124880000000002E-2,7.7097648000000005E-2,0.16531820800000002,0.15137843199999998,0.23888795200000001,0.225422768,0.20157019199999998,0.63657030399999992,0.41576556799999997,7.2397104000000004E-2,0.40658640000000001,0.34732745599999998,6.8144223999999989E-2,0.45930616000000002,0.27163339200000003,0.54373182400000009,0.27203337600000005,0.65222427199999999,0.14298883200000001,8.354073599999999E-2,0.532227424,7.0433728000000001E-2,0.64162473599999992,8.968283199999999E-2,0.20476028800000004,0.736090464,0.27669814400000003,0.46125980799999999,5.0887903999999991E-2,0.28064676799999999,0.37981398399999999,0.48106812799999998,0.55641033600000001,0.19774894399999998,0.305941568,0.36261385600000001,0.19873451200000003,0.34552428800000001,0.77277200000000001,0.75317793600000005,0.67025488,0.46031222400000005,0.40215211199999995,0.82122163199999998,0.77039256,0.61195904000000001,0.39845929599999996,9.8174416E-2,0.50707535999999986,0.167051856,0.31636172800000006,0.36295497599999998,0.47731833599999995,0.276069968,0.64877876800000001,0.15863119999999997,0.53798777600000003,0.44144886399999994,5.4123840000000006E-2,0.12721436799999997,0.31325651199999999,0.21054036800000001,0.228238896,0.54066137599999997,0.3988852,0.18704100800000001,0.70589123200000015,0.43654416000000007,6.2961535999999999E-2,0.12521431999999999,0.36761892800000001,0.119825824,0.28362276799999997,7.6189887999999997E-2,0.105208448,0.55813929600000012,0.23503824000000004,0.32869399999999999,7.691550400000001E-2,0.36558326399999991,0.44761638399999998,8.8626272000000006E-2,0.15438302400000001,0.110342528]
[507,1,0.499068544,0.12376985600000001,5.0795168000000002E-2,0.15134308799999999,4.7648720000000006E-2,9.6608960000000008E-2,4.854176000000001E-2,5.4998736000000006E-2,5.8566048000000009E-2,0.16121235200000003,4.2101424000000005E-2,5.0820096000000009E-2,8.5017471999999997E-2,0.37103327999999997,0.33945971200000002,8.7778720000000018E-2,7.7183887999999992E-2,0.16626875200000002,0.15489364800000002,0.23695094400000002,0.228290032,0.20445052800000002,0.638911216,0.421271856,7.4320512000000005E-2,0.41307052800000005,0.34981851200000003,7.0724432000000004E-2,0.46502431999999999,0.27169902400000007,0.55027753600000018,0.27775254400000005,0.65431326400000001,0.14707284799999998,8.4613600000000011E-2,0.53255337600000008,7.0711408000000017E-2,0.64312177599999998,9.0148543999999997E-2,0.20739792000000001,0.73572096000000009,0.28981894400000008,0.47178060800000005,5.0950240000000008E-2,0.28702433600000005,0.382107696,0.47965105600000008,0.55895892800000013,0.19910359999999999,0.30752564800000004,0.36372712000000007,0.20153593599999997,0.34952196800000007,0.77263337600000004,0.753150176,0.669185696,0.45984054400000002,0.400731216,0.82232568000000006,0.76989487999999995,0.61350142399999996,0.39588755200000003,9.7225872000000019E-2,0.50380310400000006,0.16423006400000004,0.31241256000000006,0.35822764800000001,0.47632004800000005,0.27617892800000005,0.64458147200000004,0.155271776,0.53700537599999998,0.43738440000000001,5.3774991999999994E-2,0.12405523199999999,0.30798004799999995,0.20812435200000001,0.22428704000000002,0.53692857599999999,0.39440128000000002,0.18406950399999999,0.70385433600000002,0.43398481600000005,6.2738591999999996E-2,0.12413563199999998,0.363810464,0.11767622400000001,0.28066403200000001,7.5038095999999999E-2,0.10399224,0.55683510400000014,0.23325094400000004,0.32634651200000003,7.5900048000000012E-2,0.36282956800000005,0.44499780799999999,8.7467439999999994E-2,0.15243312000000001,0.109308032]
[508,1,0.49790897600000006,0.12273531199999999,5.0101952000000005E-2,0.151247664,4.7601839999999999E-2,9.6379279999999984E-2,4.8488256000000007E-2,5.4981424000000001E-2,5.8301968000000003E-2,0.16121043200000001,4.1951375999999992E-2,5.1289248000000003E-2,8.5564095999999992E-2,0.37155281600000001,0.34018057600000001,8.8431120000000016E-2,7.7272127999999995E-2,0.16717265600000003,0.15858006399999999,0.23493433600000002,0.23140593600000003,0.20740550399999999,0.6412664480000001,0.42691126400000001,7.6497760000000012E-2,0.41961937599999999,0.35217340800000002,7.3500559999999993E-2,0.47084263999999998,0.27176849600000003,0.55667124800000012,0.283518832,0.65643169600000018,0.15133318400000001,8.5655423999999994E-2,0.53288748799999996,7.1317008000000001E-2,0.6445716159999999,9.0565936E-2,0.20991019200000002,0.73527825600000007,0.30331950400000002,0.48173924800000006,5.1006656000000004E-2,0.29318822400000005,0.38423420800000002,0.47806510399999996,0.56148008000000005,0.20033289600000001,0.30890596800000003,0.36457558400000006,0.20417536,0.35305372800000001,0.77248419200000007,0.75304017600000006,0.66787323200000004,0.45914254400000004,0.39916000000000001,0.82321804800000009,0.76932504000000002,0.61494388799999999,0.39330980799999998,9.6236288000000017E-2,0.50035204799999999,0.16141947200000001,0.30832619200000005,0.35336903999999997,0.47518176000000001,0.27620564800000003,0.64029345599999998,0.15190435200000002,0.53599393599999989,0.433256576,5.3437984000000001E-2,0.12092889599999998,0.30265734399999999,0.20572385599999998,0.22034862400000002,0.53323689600000002,0.38999080000000003,0.18103248,0.70184624000000007,0.43148715199999998,6.2487328000000009E-2,0.123157664,0.36003688000000006,0.115521744,0.27771977599999997,7.3950784000000006E-2,0.102760352,0.55555739200000009,0.23141644800000005,0.32403622399999998,7.4905552E-2,0.36005763200000002,0.44239147199999995,8.6447888000000001E-2,0.150585776,0.10826057600000003]
[509,1,0.49682108799999997,0.12177716800000001,4.9467535999999999E-2,0.15127608000000003,4.7588079999999998E-2,9.6174720000000005E-2,4.8440671999999997E-2,5.4968752000000003E-2,5.8014367999999997E-2,0.16117963200000002,4.1813648000000002E-2,5.1796559999999998E-2,8.6067760000000007E-2,0.37210771199999998,0.34076168000000001,8.9081759999999996E-2,7.736644799999999E-2,0.16801903999999998,0.16242263999999998,0.232888128,0.23479864,0.21044080000000001,0.64362768000000004,0.432686352,7.9081728000000004E-2,0.42622982399999998,0.35451086400000004,7.6362127999999987E-2,0.47675960000000001,0.27186332800000002,0.56293448000000001,0.28933448,0.65855908800000007,0.15579615999999999,8.6661007999999998E-2,0.53320016000000003,7.2384367999999991E-2,0.64593641599999996,9.0947247999999994E-2,0.21232358399999998,0.73476923199999999,0.317172544,0.49106212799999993,5.1056671999999997E-2,0.29901699199999993,0.38619703999999999,0.47634003199999997,0.56397971199999997,0.20143523200000002,0.31012732799999998,0.36521916799999998,0.20668526399999998,0.35605908800000002,0.77233700800000005,0.752852576,0.66634148800000004,0.45822630400000003,0.39745238399999999,0.82390713599999998,0.76868055999999996,0.61629963199999993,0.39074246400000001,9.5206944000000016E-2,0.49673155199999997,0.15863496000000002,0.304117584,0.34838955199999999,0.473927712,0.27616428800000004,0.63592159999999998,0.14854276799999999,0.53495529599999991,0.42907859199999998,5.3118416000000009E-2,0.11784159999999998,0.29729423999999999,0.20334208000000001,0.21644148800000002,0.52959305599999995,0.38565648000000002,0.177943296,0.69986262399999999,0.42905764800000001,6.2215983999999995E-2,0.122205856,0.35631273600000007,0.113362384,0.27475927999999999,7.2922992000000006E-2,0.10149910399999999,0.55427607999999995,0.22952171200000002,0.32176081600000001,7.3934896E-2,0.35726433599999996,0.43979249599999998,8.5561696000000007E-2,0.14886035200000003,0.10719272000000001]
[510,1,0.49580000000000002,0.12089999999999999,4.895E-2,0.15143000000000001,4.761E-2,9.6000000000000002E-2,4.8399999999999999E-2,5.4960000000000002E-2,5.7709999999999997E-2,0.16111,4.1689999999999998E-2,5.2350000000000001E-2,8.6540000000000006E-2,0.37269999999999998,0.34118999999999999,8.9730000000000004E-2,7.7469999999999997E-2,0.16880000000000001,0.16639999999999999,0.23085,0.23849000000000001,0.21356,0.64598999999999995,0.43859999999999999,8.2180000000000003E-2,0.43290000000000001,0.35691000000000001,7.9229999999999995E-2,0.48276999999999998,0.27200000000000002,0.56908000000000003,0.29520000000000002,0.66068000000000005,0.16048000000000001,8.763E-2,0.53347,7.3999999999999996E-2,0.64719000000000004,9.1300000000000006E-2,0.21465000000000001,0.73419999999999996,0.33133000000000001,0.49969999999999998,5.11E-2,0.30442999999999998,0.38800000000000001,0.47449999999999998,0.56645999999999996,0.20241000000000001,0.31122,0.36570000000000003,0.20907999999999999,0.35849999999999999,0.7722,0.75258999999999998,0.66461000000000003,0.45710000000000001,0.39562000000000003,0.82440000000000002,0.76795999999999998,0.61756999999999995,0.38819999999999999,9.4140000000000001E-2,0.49295,0.15589,0.29980000000000001,0.34329999999999999,0.47256999999999999,0.27606000000000003,0.63146999999999998,0.1452,0.53388999999999998,0.42486000000000002,5.2819999999999999E-2,0.1148,0.29189999999999999,0.20097999999999999,0.21257999999999999,0.52600000000000002,0.38140000000000002,0.17480999999999999,0.69789999999999996,0.42670000000000002,6.1929999999999999E-2,0.12123,0.35265000000000002,0.11119999999999999,0.27176,7.195E-2,0.1002,0.55296999999999996,0.22756000000000001,0.31952000000000003,7.2989999999999999E-2,0.35444999999999999,0.43719999999999998,8.48E-2,0.14727000000000001,0.1061]
[511,1,0.49484576000000002,0.12010409599999999,4.8537567999999996E-2,0.15170894400000004,4.7669088000000005E-2,9.5856895999999997E-2,4.8365968000000002E-2,5.4954672000000003E-2,5.7391408000000005E-2,0.16100582399999996,4.1581295999999997E-2,5.2939583999999998E-2,8.6981887999999993E-2,0.37333039999999995,0.34146214400000002,9.0374943999999999E-2,7.7584415999999989E-2,0.16951307200000001,0.17048537599999999,0.22883947200000002,0.24249025600000002,0.21676336000000002,0.64835433599999992,0.44465472,8.5804367999999992E-2,0.43962886399999995,0.35935451200000001,8.2100831999999985E-2,0.48886470399999993,0.272186384,0.57510457599999998,0.30111297600000003,0.66278988800000005,0.1653868,8.8568575999999996E-2,0.53369504000000001,7.6168591999999993E-2,0.6483280480000001,9.1623584000000008E-2,0.21687824000000003,0.7335755679999999,0.345719312,0.5076410400000001,5.1136688E-2,0.309425856,0.38964686399999998,0.47255942400000001,0.56891793600000007,0.20325836800000002,0.31218816000000005,0.36602739200000001,0.21134531199999998,0.36037385600000005,0.77207419199999994,0.75225184,0.66269001599999999,0.45577123200000003,0.393670672,0.82469972800000002,0.76716379200000007,0.61873915199999985,0.38569238400000005,9.3039072E-2,0.48901420799999995,0.15319575999999999,0.29538355199999999,0.33811200000000002,0.47110147199999997,0.27588420800000002,0.62693867199999997,0.14188630399999999,0.53279668799999991,0.42060339200000002,5.2543248000000001E-2,0.11181086399999998,0.28648748799999996,0.19863678399999998,0.208770752,0.52245564799999999,0.37722187200000001,0.17163262400000001,0.6959572799999999,0.42441377599999996,6.1629823999999993E-2,0.12023460799999999,0.34905507199999997,0.10903879999999999,0.26871606399999998,7.1028687999999993E-2,9.8862911999999997E-2,0.55163876799999989,0.22553179200000001,0.31731630400000005,7.2070896000000009E-2,0.35162012799999998,0.43461911999999997,8.4151551999999991E-2,0.14581686400000002,0.10498280000000001]
[512,1,0.49395729599999999,0.11939035200000001,4.8232511999999998E-2,0.15211326400000003,4.7766719999999992E-2,9.5747600000000016E-2,4.8338576000000001E-2,5.4952304E-2,5.7061728000000006E-2,0.16086883199999999,4.1488655999999999E-2,5.3556288000000001E-2,8.7396416000000005E-2,0.37399937600000005,0.34157417600000001,9.101592E-2,7.7711727999999994E-2,0.170155376,0.17465486400000002,0.226878256,0.24681041599999998,0.22005174400000002,0.65072092800000003,0.45085246400000001,8.9979600000000021E-2,0.44641457599999995,0.36183836800000002,8.4960960000000002E-2,0.49503544000000005,0.272427696,0.581008368,0.30707123200000003,0.66488281599999999,0.17051846400000004,8.9481183999999991E-2,0.53387180800000011,7.8905648000000009E-2,0.64934409600000009,9.1919055999999999E-2,0.21900251200000001,0.73290089600000008,0.36027510400000007,0.51486908799999997,5.1166736000000011E-2,0.31398910400000002,0.39114156800000005,0.47053382399999999,0.57135175999999999,0.20398145600000003,0.31304060800000005,0.36621614400000008,0.21347375999999998,0.36167316799999999,0.77196171199999997,0.75183809600000007,0.66059371200000006,0.45424750399999997,0.39161264000000001,0.82481004800000002,0.76629231999999992,0.61979604799999999,0.38322900799999998,9.190740800000001E-2,0.48493124800000015,0.15056283200000001,0.29087875200000002,0.33283672000000003,0.46951944000000007,0.27563188800000005,0.62232873599999994,0.138611712,0.53167449600000005,0.41631265600000006,5.2289024000000003E-2,0.10888049600000001,0.28106798399999999,0.19631401600000001,0.20502110400000001,0.51895913599999999,0.37312287999999999,0.16841719999999999,0.69403328000000009,0.42219931200000005,6.1316767999999994E-2,0.11921574400000001,0.34553464000000006,0.10688246400000001,0.26562041599999997,7.0155904000000005E-2,9.7486671999999996E-2,0.55028003199999997,0.22343556800000003,0.31515142400000001,7.1178032000000002E-2,0.34877907200000002,0.43205371199999998,8.3605888000000003E-2,0.14450417600000001,0.10384097600000002]
[513,1,0.493136352,0.11875460800000001,4.8007856000000002E-2,0.15264654400000002,4.7904832000000008E-2,9.5673184000000008E-2,4.8316464000000003E-2,5.4951696000000008E-2,5.6722768000000007E-2,0.16071672000000001,4.1412496E-2,5.420683200000001E-2,8.7778703999999999E-2,0.374708192,0.341527568,9.1650655999999997E-2,7.7852160000000004E-2,0.17072640000000003,0.17885699200000002,0.22496424000000001,0.251456976,0.22342220800000001,0.65309432000000001,0.45719932800000007,9.4720112000000009E-2,0.453261888,0.36438366400000005,8.7778047999999997E-2,0.50126193600000013,0.27273004800000006,0.58678023999999995,0.31307052800000001,0.66695318400000003,0.17587708800000001,9.0385231999999996E-2,0.53399081600000009,8.2166543999999994E-2,0.65024038400000006,9.2180208E-2,0.22098806399999998,0.73217974399999985,0.37486641599999998,0.52141049600000011,5.1190384000000005E-2,0.31813947199999998,0.39248955200000002,0.46843214399999999,0.57375030399999993,0.20458110399999999,0.31376801599999998,0.36626177600000004,0.215421328,0.36242848,0.77185763200000002,0.75134515199999996,0.65832948800000002,0.45253881600000001,0.3894510080000001,0.82473724800000003,0.76534668800000005,0.62070046400000001,0.38082243200000004,9.074990400000002E-2,0.48070652800000002,0.14800142400000002,0.28629459200000007,0.32748632000000005,0.46779716800000004,0.275278048,0.61763464000000001,0.13538967999999998,0.53051950399999992,0.41198807999999998,5.2055759999999993E-2,0.10601828800000002,0.27566568000000002,0.19400052800000003,0.20133937600000004,0.51549958400000007,0.36910052800000004,0.165149936,0.69212479999999987,0.42005108800000007,6.0988592000000001E-2,0.11816832000000001,0.34209596800000003,0.104739808,0.26246740800000001,6.9325200000000017E-2,9.6078192000000007E-2,0.54888649599999995,0.22128998399999997,0.31303246400000007,7.0310928000000009E-2,0.34593857600000005,0.42951614400000004,8.3140463999999997E-2,0.14332876800000002,0.10267875200000001]
[514,1,0.49238652799999999,0.118189664,4.7815040000000003E-2,0.153313904,4.8085424000000002E-2,9.5633808000000001E-2,4.8297472000000008E-2,5.4951328000000001E-2,5.6375167999999996E-2,0.160576688,4.1352816000000001E-2,5.4903135999999998E-2,8.8118831999999994E-2,0.37545820800000002,0.34132792000000001,9.2276111999999993E-2,7.800491200000001E-2,0.17122758400000002,0.18302656,0.22308110399999997,0.25643249599999995,0.22686955200000003,0.65548195199999992,0.46370323199999997,0.100023504,0.46017871999999993,0.36701408000000002,9.0519616000000011E-2,0.50751755200000004,0.27309768000000001,0.59240187199999994,0.31910518400000004,0.668996912,0.18146211199999998,9.130511999999999E-2,0.53404230400000008,8.5866560000000008E-2,0.65102643199999988,9.2396400000000004E-2,0.22278361599999999,0.731415072,0.389327808,0.52731766400000013,5.1208032000000001E-2,0.32192280000000001,0.39369705600000005,0.46625878399999993,0.57609724799999995,0.20505979200000002,0.314349184,0.36614652800000003,0.21712321599999998,0.36269363199999999,0.77175267199999997,0.75076724799999994,0.65590278399999991,0.45065628799999996,0.38718881599999999,0.82448844799999998,0.76432865600000011,0.62139632,0.37848585600000001,8.957240000000001E-2,0.47634444799999992,0.145520976,0.28163891199999996,0.32207343999999999,0.46589417599999999,0.27478660799999993,0.61284718400000004,0.13223484799999999,0.5293261119999999,0.40762742399999996,5.1840255999999994E-2,0.10323504,0.27031129599999998,0.19167928000000001,0.19773332799999999,0.51206067200000005,0.36515057599999995,0.16180779199999998,0.69022799999999995,0.41796022400000005,6.0640736000000001E-2,0.11709297600000002,0.338745776,0.10262243199999999,0.25925447999999995,6.8528736000000007E-2,9.4649471999999998E-2,0.54745119999999992,0.21912431999999998,0.31096942400000005,6.9468464000000008E-2,0.34311456000000007,0.42702361600000005,8.2726559999999991E-2,0.14228280000000001,0.101503168]
[515,1,0.49170999999999998,0.11769,4.7620000000000003E-2,0.15412000000000001,4.8309999999999999E-2,9.5630000000000007E-2,4.8280000000000003E-2,5.4949999999999999E-2,5.602E-2,0.16047,4.1309999999999999E-2,5.5649999999999998E-2,8.8410000000000002E-2,0.37624999999999997,0.34098000000000001,9.289E-2,7.8170000000000003E-2,0.17166000000000001,0.18711,0.22122,0.26173999999999997,0.23039000000000001,0.65788999999999997,0.47037000000000001,0.10589,0.46716999999999997,0.36974000000000001,9.3160000000000007E-2,0.51378000000000001,0.27353,0.59785999999999995,0.32517000000000001,0.67101,0.18726999999999999,9.2259999999999995E-2,0.53402000000000005,8.9940000000000006E-2,0.65171000000000001,9.2560000000000003E-2,0.22434999999999999,0.73060999999999998,0.40351999999999999,0.53263000000000005,5.1220000000000002E-2,0.32536999999999999,0.39477000000000001,0.46401999999999999,0.57838000000000001,0.20541999999999999,0.31476999999999999,0.36586000000000002,0.21853,0.36251,0.77163999999999999,0.75009999999999999,0.65332000000000001,0.44861000000000001,0.38483000000000001,0.82406999999999997,0.76324000000000003,0.62183999999999995,0.37623000000000001,8.838E-2,0.47184999999999999,0.14313000000000001,0.27692,0.31661,0.46378000000000003,0.27412999999999998,0.60795999999999994,0.12916,0.52808999999999995,0.40322999999999998,5.1639999999999998E-2,0.10054,0.26502999999999999,0.18934000000000001,0.19420999999999999,0.50863000000000003,0.36126999999999998,0.15837999999999999,0.68833999999999995,0.41592000000000001,6.0269999999999997E-2,0.11599,0.33549000000000001,0.10054,0.25597999999999999,6.7760000000000001E-2,9.3210000000000001E-2,0.54596999999999996,0.21695999999999999,0.30897000000000002,6.8650000000000003E-2,0.34032000000000001,0.42459000000000002,8.2339999999999997E-2,0.14136000000000001,0.10032000000000001]
[516,1,0.491104704,0.117254944,4.7428576000000007E-2,0.15506744,4.8578687999999995E-2,9.5663360000000003E-2,4.8263968000000004E-2,5.4947360000000008E-2,5.5659663999999998E-2,0.16040006400000001,4.1285503999999994E-2,5.6449856E-2,8.8654720000000006E-2,0.377081728,0.34048596799999997,9.3492079999999991E-2,7.8349872000000001E-2,0.17202355200000002,0.19108867199999996,0.21939430399999998,0.26738385599999992,0.23398425600000003,0.66032099199999994,0.47719942400000004,0.11233123199999999,0.47423177599999999,0.37255972799999998,9.5681872000000001E-2,0.52003996800000007,0.27402591999999992,0.60315662399999992,0.33126131199999997,0.67298860799999993,0.19328854399999995,9.3253168000000011E-2,0.53392364800000014,9.4378496000000006E-2,0.65229017599999983,9.2672192E-2,0.225684624,0.72976825599999995,0.41738216,0.53734787200000012,5.1226432000000009E-2,0.328471872,0.39571331199999998,0.46172767999999997,0.58059699200000003,0.20566411200000001,0.31503756799999999,0.36541383999999999,0.21963836799999997,0.36188134399999994,0.77152012799999992,0.74934340799999999,0.65059041600000012,0.44640681599999998,0.38238097599999993,0.82348604800000003,0.76208243199999992,0.62202505599999991,0.37405859199999997,8.7175615999999997E-2,0.46723012799999997,0.140834336,0.27214745599999995,0.31110601600000004,0.46145452800000003,0.27330603199999998,0.60297518400000005,0.12617260799999999,0.5268110399999999,0.39879979200000004,5.1454592E-2,9.7937727999999988E-2,0.25983059200000003,0.18698422399999998,0.19077451199999998,0.50520675199999998,0.35745963200000003,0.15488073600000002,0.68646086400000006,0.41393027199999999,5.9877552000000001E-2,0.114851472,0.33233211200000001,9.8496416000000003E-2,0.25264534400000005,6.7016271999999988E-2,9.1761440000000014E-2,0.54444286399999986,0.21479817599999995,0.30703518400000002,6.7856159999999999E-2,0.33755932800000005,0.422219328,8.1970336000000005E-2,0.14055883199999999,9.9131200000000017E-2]
[517,1,0.49056827200000003,0.116883008,4.7243216000000005E-2,0.15615918399999998,4.8890912000000002E-2,9.5735023999999988E-2,4.8249184000000014E-2,5.494313600000001E-2,5.5295967999999994E-2,0.16037096000000001,4.1280895999999997E-2,5.7317552000000001E-2,8.8855023999999991E-2,0.37795019200000002,0.33985132800000001,9.4082335999999989E-2,7.8547200000000011E-2,0.17231976000000002,0.194948432,0.21761360000000002,0.27336449599999996,0.23765308799999998,0.66277879999999989,0.48418996799999992,0.119346912,0.48135860800000002,0.37547734400000005,9.806788800000002E-2,0.52628825600000007,0.27458740799999998,0.60829431999999994,0.33737468800000003,0.67493078400000006,0.19949724799999999,9.4286752000000015E-2,0.53375449600000013,9.9160064000000006E-2,0.65276822400000001,9.2734048000000013E-2,0.22678710400000002,0.72889302399999989,0.43085913600000003,0.54147945600000003,5.1227584000000013E-2,0.331228352,0.39653227200000002,0.45939166400000003,0.582747024,0.20579518399999999,0.315157456,0.36481697600000002,0.22044772800000001,0.36081672000000004,0.77139275200000001,0.74849763200000008,0.64772148799999996,0.44405297599999999,0.379847088,0.82274044800000012,0.76085836800000017,0.62194822400000016,0.37197211200000002,8.5961984000000019E-2,0.46249180800000006,0.138637344,0.26733027199999998,0.30557104000000007,0.45891948799999999,0.27231436799999997,0.59789552000000012,0.12327848,0.52548974399999993,0.39434056000000001,5.1282960000000002E-2,9.5431648000000008E-2,0.25472,0.18461012800000004,0.18743025599999999,0.50179046400000005,0.35372060799999999,0.15132329600000002,0.68459167999999992,0.41199084800000008,5.946451199999999E-2,0.11366856000000002,0.32927340800000005,9.649548799999999E-2,0.249257488,6.6295359999999998E-2,9.030675199999999E-2,0.54287089600000005,0.21264190399999999,0.30516550399999998,6.7087488000000015E-2,0.33483697600000001,0.41991558400000006,8.1607984000000008E-2,0.13987500800000002,9.7939791999999998E-2]
[518,1,0.49010311999999995,0.11656987199999998,4.7040415999999995E-2,0.15740084800000001,4.9248656000000009E-2,9.5846048000000003E-2,4.8234479999999996E-2,5.4936271999999994E-2,5.4930512000000008E-2,0.16040337600000001,4.1296607999999999E-2,5.8207487999999995E-2,8.9004688000000026E-2,0.37885745600000004,0.33907772800000002,9.4658671999999999E-2,7.8761808000000003E-2,0.17254820800000001,0.19863115200000001,0.21587321599999998,0.27968897600000003,0.24139224000000001,0.66526796799999999,0.49134827200000003,0.12694211200000002,0.48855671999999994,0.37844184000000008,0.10031662400000001,0.53250262400000004,0.275182816,0.61325905599999997,0.34350550400000007,0.67683080000000007,0.20590035200000001,9.5381296000000004E-2,0.533513664,0.10423211200000002,0.65315651200000013,9.2738463999999993E-2,0.22761558400000004,0.7279877119999999,0.44380603200000002,0.54505647999999995,5.1223536000000007E-2,0.33365187200000007,0.39723251200000004,0.45702012799999991,0.58481745600000001,0.205815216,0.31511718400000005,0.36406179200000005,0.22090596800000001,0.35935265599999999,0.77125185600000012,0.74755761600000015,0.64472144000000009,0.44155937600000006,0.37723376000000003,0.82183964800000009,0.75956910400000011,0.62156315200000001,0.36998363200000006,8.4744352000000009E-2,0.45763964800000001,0.136549792,0.26247740800000002,0.30001694400000006,0.45614196800000001,0.27112590400000003,0.59271401600000007,0.120491552,0.52412044799999991,0.38985180800000002,5.1123168000000004E-2,9.3032208000000005E-2,0.24972468800000003,0.18222779199999997,0.18418551999999999,0.49836873599999998,0.35004918400000001,0.14772153599999999,0.682728416,0.41009486400000006,5.9027151999999992E-2,0.112456768,0.32632222400000005,9.454688E-2,0.24580875200000005,6.5590607999999995E-2,8.885470400000002E-2,0.54125748799999995,0.21050411200000002,0.30336870399999999,6.6343776000000007E-2,0.33216534400000003,0.41769240000000002,8.1227711999999994E-2,0.13930494400000001,9.6750544000000022E-2]
[519,1,0.48971324799999999,0.116310336,4.6789216000000002E-2,0.158799152,4.9654720000000006E-2,9.5997472E-2,4.8218416E-2,5.4925487999999995E-2,5.4564815999999995E-2,0.16052355200000001,4.1332720000000003E-2,5.9047584E-2,8.9094751999999999E-2,0.37980736000000004,0.33816556799999997,9.5218367999999998E-2,7.8992575999999995E-2,0.17270785600000002,0.202064032,0.21416379199999999,0.28636657599999993,0.24519571200000004,0.66779321599999986,0.49868361599999994,0.13512251200000003,0.49583619200000001,0.38137457599999997,0.10243599999999999,0.53865651199999998,0.27576462399999996,0.61803123199999999,0.34964903999999997,0.67868169599999995,0.21251025599999998,9.656352E-2,0.53320371199999994,0.10953176000000001,0.65347224000000004,9.2675679999999996E-2,0.22811430400000002,0.72705575999999994,0.45604804799999998,0.54811854399999993,5.1214288000000011E-2,0.335757472,0.39781979200000001,0.454620672,0.58679188799999993,0.205725888,0.31489827199999998,0.36313516800000001,0.22094380800000002,0.35753491200000004,0.77108951999999997,0.74651648000000004,0.64159875199999994,0.43893849600000001,0.37454651200000005,0.82079092799999998,0.7582156000000001,0.62080920000000006,0.36811027200000002,8.35288E-2,0.452677408,0.13458488000000002,0.25759782399999998,0.29445628800000001,0.45307740800000001,0.269702,0.58742043199999994,0.11782838399999999,0.52269531199999986,0.38533161599999999,5.0972975999999996E-2,9.0752208000000001E-2,0.24487753600000001,0.17985409599999999,0.181050144,0.49492524800000004,0.34643991999999996,0.14409345600000001,0.68086531200000011,0.40823319999999996,5.8560031999999991E-2,0.111242096,0.32348927999999999,9.266219199999999E-2,0.24228649600000002,6.4893935999999999E-2,8.7416095999999999E-2,0.53960824000000007,0.20839991999999999,0.30165486400000008,6.5624624000000006E-2,0.32955939199999995,0.41556657600000002,8.0799040000000003E-2,0.13884527999999999,9.5568816000000001E-2]
[520,1,0.4894,0.11609999999999999,4.6469999999999997E-2,0.16036,5.0110000000000002E-2,9.6189999999999998E-2,4.82E-2,5.491E-2,5.4199999999999998E-2,0.16075,4.1390000000000003E-2,5.9799999999999999E-2,8.9120000000000005E-2,0.38080000000000003,0.33711999999999998,9.5759999999999998E-2,7.9240000000000005E-2,0.17280000000000001,0.20519999999999999,0.21248,0.29339999999999999,0.24906,0.67035999999999996,0.50619999999999998,0.14388000000000001,0.50319999999999998,0.38422000000000001,0.10443,0.54473000000000005,0.27629999999999999,0.62260000000000004,0.35580000000000001,0.68047999999999997,0.21931999999999999,9.7850000000000006E-2,0.53283000000000003,0.115,0.65373000000000003,9.2539999999999997E-2,0.22825000000000001,0.72609999999999997,0.46745999999999999,0.55069999999999997,5.1200000000000002E-2,0.33756000000000003,0.39829999999999999,0.45219999999999999,0.58865999999999996,0.20552999999999999,0.31448999999999999,0.36203000000000002,0.22051999999999999,0.35539999999999999,0.77090000000000003,0.74536999999999998,0.63836000000000004,0.43619999999999998,0.37179000000000001,0.8196,0.75680000000000003,0.61965000000000003,0.36636000000000002,8.2320000000000004E-2,0.44761000000000001,0.13275000000000001,0.25269999999999998,0.28889999999999999,0.44969999999999999,0.26801999999999998,0.58201000000000003,0.1153,0.52120999999999995,0.38078000000000001,5.083E-2,8.8599999999999998E-2,0.2402,0.17749999999999999,0.17802999999999999,0.49145,0.34288999999999997,0.14046,0.67900000000000005,0.40639999999999998,5.806E-2,0.11004,0.32078000000000001,9.085E-2,0.23869000000000001,6.4199999999999993E-2,8.5999999999999993E-2,0.53793000000000002,0.20634,0.30003000000000002,6.4930000000000002E-2,0.32702999999999999,0.41354999999999997,8.0299999999999996E-2,0.13849,9.4399999999999998E-2]
[521,1,0.48916084800000004,0.11593635199999999,4.6085152000000004E-2,0.162086288,5.061252799999999E-2,9.6424095999999987E-2,4.8179039999999999E-2,5.4889792000000007E-2,5.3836767999999993E-2,0.16108734399999999,4.1470767999999998E-2,6.0478016000000002E-2,8.9081808000000012E-2,0.38183004800000003,0.33595223999999996,9.6284031999999992E-2,7.950739200000001E-2,0.17282912000000003,0.20803539200000001,0.21082551999999999,0.30078228799999995,0.25298588799999999,0.67297351999999999,0.51389291200000009,0.153183984,0.51064024000000008,0.38697454399999998,0.10628768,0.55071459200000006,0.27678967999999998,0.62696913600000004,0.36195233599999999,0.68222689600000008,0.22629598399999998,9.9240000000000009E-2,0.53239784000000001,0.12059544,0.65393611200000012,9.2332720000000021E-2,0.228027072,0.72512262399999983,0.47800167999999993,0.55282158399999992,5.1181072000000008E-2,0.33906945600000005,0.39867878399999995,0.44976432,0.59042132799999991,0.20523174399999997,0.31389550400000005,0.36075051200000002,0.21964039999999999,0.35296539200000004,0.77068171200000002,0.74411841599999995,0.63500940800000005,0.43334871999999997,0.36896776000000003,0.81827014399999998,0.75532579199999994,0.61808903999999998,0.36472748800000004,8.1120384000000004E-2,0.44244417600000002,0.13104383999999999,0.24779171199999997,0.28335627199999996,0.44601545600000003,0.26608375999999995,0.57648707200000004,0.11290827199999998,0.51966607999999992,0.37619998399999999,5.069224E-2,8.6576480000000011E-2,0.23569438400000003,0.175164928,0.17512479999999997,0.487943664,0.33940083199999999,0.136839088,0.67713520000000005,0.40459531199999998,5.7528047999999998E-2,0.10885254400000001,0.31819161600000001,8.911324800000002E-2,0.23503513600000003,6.350790399999999E-2,8.4611487999999999E-2,0.53622744,0.204328336,0.29849363199999995,6.4260352000000007E-2,0.324581024,0.41164599999999996,7.9723696000000011E-2,0.13823057599999997,9.3248655999999999E-2]
[522,1,0.48899447999999995,0.115816752,4.5636496000000006E-2,0.16398020799999999,5.1160736000000005E-2,9.6700368000000009E-2,4.8155280000000002E-2,5.4864751999999996E-2,5.3475792000000015E-2,0.16154225600000002,4.1577648000000002E-2,6.1073168000000004E-2,8.8980368000000004E-2,0.38289337600000001,0.334672368,9.6790511999999995E-2,7.9797808000000026E-2,0.172799328,0.210561472,0.20920257600000003,0.308507376,0.25697336000000004,0.67563804799999994,0.52175883200000006,0.16299867200000001,0.5181512800000001,0.38962576000000004,0.107999104,0.55660006400000006,0.2772312959999999,0.63113985599999989,0.36809982400000013,0.68392256000000007,0.23341099200000001,0.10073505600000003,0.53191086400000009,0.126277312,0.65409755200000008,9.2054064000000005E-2,0.22744390400000003,0.72412595199999996,0.48762243199999999,0.55450616000000008,5.1157856000000002E-2,0.34029435200000002,0.39896155199999994,0.44731972800000003,0.59207345600000005,0.204834976,0.313115264,0.35929843200000006,0.218303728,0.350251696,0.77043233600000016,0.74276105600000009,0.63155144000000019,0.43038993599999997,0.36608336000000002,0.81680508800000007,0.75379598400000003,0.6161233920000001,0.363209952,7.9932831999999995E-2,0.43718612800000006,0.12946627199999999,0.24288060800000003,0.27783334399999998,0.44202452800000003,0.26389302400000003,0.57085465600000007,0.11065571200000002,0.51806420800000008,0.37159356799999999,5.0557888000000002E-2,8.4683248000000003E-2,0.23136524800000002,0.17285203199999999,0.17233472000000002,0.48440529600000004,0.33597286399999998,0.13324705600000003,0.67527257600000012,0.40281846400000004,5.6964512000000002E-2,0.10769364799999999,0.31572238400000002,8.7455199999999997E-2,0.23133411200000001,6.2816207999999998E-2,8.3256144000000004E-2,0.53450420799999998,0.202370192,0.29704646400000007,6.3615935999999998E-2,0.322217264,0.40985904000000001,7.9061792000000006E-2,0.13805942400000001,9.2119184000000007E-2]
[523,1,0.48889283200000005,0.11573795200000001,4.5129039999999995E-2,0.16604948800000002,5.1749424000000009E-2,9.7017839999999994E-2,4.8128879999999999E-2,5.4835632000000009E-2,5.3116655999999998E-2,0.16211260799999999,4.1712128000000008E-2,6.1672560000000001E-2,8.8820927999999993E-2,0.38397726400000004,0.33330305599999999,9.7282432000000002E-2,8.0116064000000015E-2,0.17271993599999999,0.21280379199999999,0.20761347199999999,0.31655694400000001,0.26102611200000003,0.67836489599999994,0.52978611199999992,0.17328336,0.52571296000000001,0.39216153600000003,0.10957348800000002,0.56238521600000013,0.27761611200000003,0.63512713600000004,0.37423539200000006,0.685576144,0.24058880000000002,0.10232323200000001,0.531393008,0.13197398399999999,0.65422915200000009,9.1709808000000018E-2,0.22653289600000001,0.72311031999999997,0.49633526400000005,0.55578169600000016,5.1131039999999996E-2,0.34125956800000001,0.39915568000000007,0.44486865599999997,0.59362478400000007,0.20434676800000001,0.31216006400000001,0.35768259200000002,0.21654985600000004,0.34727488000000001,0.77015160000000005,0.741301616,0.62798571199999997,0.42732563200000001,0.36313847999999999,0.815205552,0.75221761600000014,0.61378902400000002,0.36178449600000001,7.8757599999999997E-2,0.43184455999999999,0.128006064,0.23797382400000003,0.27233777600000003,0.43775583999999995,0.26147212799999997,0.56512392000000011,0.10853779199999999,0.51641017599999994,0.366967392,5.0422736000000003E-2,8.2916176000000008E-2,0.227201552,0.17055609599999996,0.16965368,0.48084308800000003,0.33261153600000004,0.12973014400000002,0.67342099200000005,0.40107209600000004,5.6372336000000009E-2,0.10653043200000001,0.313361312,8.5877231999999998E-2,0.22762820800000003,6.2127632000000002E-2,8.1940160000000012E-2,0.53278001600000002,0.20046164799999999,0.29568193600000003,6.2998160000000011E-2,0.31993822399999994,0.40818752000000003,7.8314688000000021E-2,0.137958672,9.1018991999999993E-2]
[524,1,0.48884422399999999,0.115696672,4.4572863999999997E-2,0.16830388800000001,5.2371231999999997E-2,9.7374751999999995E-2,4.8100320000000002E-2,5.4803711999999997E-2,5.2758320000000004E-2,0.16279024,4.1875488000000002E-2,6.2412351999999997E-2,8.8611967999999999E-2,0.38506419200000003,0.33187390399999994,9.7764431999999984E-2,8.0468239999999996E-2,0.17260326400000001,0.21481059199999999,0.206061568,0.32490523199999999,0.26515014399999998,0.68116854400000004,0.53795795199999996,0.18398940799999999,0.5332967999999999,0.39457563200000001,0.111027472,0.56807468800000005,0.277936768,0.63895441600000003,0.38035135999999997,0.68720172800000001,0.247726368,0.103983728,0.53087779200000007,0.137601536,0.6543485120000001,9.1309312000000004E-2,0.22534772799999997,0.72207500799999991,0.50419569600000003,0.55667715200000012,5.1101503999999999E-2,0.34199686400000001,0.39926940799999999,0.44241158400000002,0.59509011199999995,0.20377592,0.31104726400000005,0.355916432,0.21444470400000001,0.344046464,0.76984070399999993,0.73974641599999991,0.62430910399999995,0.42415548799999997,0.36013368000000001,0.81347049599999999,0.75059980799999992,0.61114585600000004,0.36041680000000004,7.7593408000000003E-2,0.42642955199999999,0.126645376,0.23307807999999994,0.26687484800000005,0.43325555199999999,0.25886075199999997,0.55931118399999991,0.106545152,0.51471302399999996,0.36233057600000002,5.0281503999999998E-2,8.1267263999999992E-2,0.22318201600000001,0.16826703999999998,0.16707160000000001,0.47727103999999998,0.329325168,0.126348512,0.671593408,0.399361248,5.5756239999999999E-2,0.10530833599999999,0.31109176000000005,8.4378944000000011E-2,0.22397478399999998,6.1447536000000004E-2,8.0669536000000014E-2,0.53108190399999988,0.19859350399999998,0.29438916799999998,6.2409024E-2,0.31773990400000002,0.40662575999999995,7.7489184000000016E-2,0.13790520000000001,8.9956800000000003E-2]
[525,1,0.48884,0.11569,4.3979999999999998E-2,0.17075000000000001,5.3019999999999998E-2,9.7769999999999996E-2,4.8070000000000002E-2,5.4769999999999999E-2,5.2400000000000002E-2,0.16356999999999999,4.2070000000000003E-2,6.3380000000000006E-2,8.8359999999999994E-2,0.38613999999999998,0.33040999999999998,9.8239999999999994E-2,8.0860000000000001E-2,0.17246,0.21662000000000001,0.20455000000000001,0.33352999999999999,0.26934999999999998,0.68406,0.54625999999999997,0.19506000000000001,0.54088000000000003,0.39685999999999999,0.11237,0.57367000000000001,0.27818999999999999,0.64263999999999999,0.38644000000000001,0.68881000000000003,0.25474000000000002,0.1057,0.53039000000000003,0.14308999999999999,0.65447,9.0859999999999996E-2,0.22392999999999999,0.72101999999999999,0.51124000000000003,0.55722000000000005,5.1069999999999997E-2,0.34253,0.39931,0.43995000000000001,0.59648000000000001,0.20313000000000001,0.30979000000000001,0.35400999999999999,0.21204000000000001,0.34057999999999999,0.76949999999999996,0.73809999999999998,0.62051999999999996,0.42087999999999998,0.35707,0.81159999999999999,0.74895,0.60824,0.35908000000000001,7.6439999999999994E-2,0.42094999999999999,0.12537000000000001,0.22819999999999999,0.26145000000000002,0.42856,0.25608999999999998,0.55342999999999998,0.10467,0.51297999999999999,0.35769000000000001,5.0130000000000001E-2,7.9729999999999995E-2,0.21929000000000001,0.16597999999999999,0.16458,0.47370000000000001,0.32612000000000002,0.12315,0.66979999999999995,0.39768999999999999,5.5120000000000002E-2,0.104,0.30890000000000001,8.2960000000000006E-2,0.22042,6.0780000000000001E-2,7.9450000000000007E-2,0.52942999999999996,0.19675999999999999,0.29315999999999998,6.1850000000000002E-2,0.31562000000000001,0.40516999999999997,7.6590000000000005E-2,0.13788,8.8940000000000005E-2]
[526,1,0.48888057600000007,0.115715808,4.3354079999999996E-2,0.173387808,5.3693408000000005E-2,9.8204207999999987E-2,4.8037952000000002E-2,5.4734608000000004E-2,5.2041792000000003E-2,0.16445558400000002,4.2300624000000009E-2,6.4568208000000016E-2,8.8065599999999994E-2,0.38720054400000004,0.32892294399999999,9.8709487999999998E-2,8.1295567999999999E-2,0.17229584000000003,0.21823993600000002,0.20308111999999998,0.34241974399999997,0.27362601599999992,0.68703969600000003,0.55468543999999997,0.20644811199999999,0.54845660799999996,0.39900350400000001,0.11360200000000001,0.57916284799999995,0.27837406400000003,0.646186912,0.39249328000000006,0.6904015200000001,0.26160404800000003,0.10746817599999998,0.52993265600000006,0.14841151999999999,0.65459895999999995,9.0363392000000001E-2,0.22228534399999997,0.71994742399999989,0.51744660799999997,0.55743308800000013,5.1036767999999996E-2,0.34286840000000002,0.39928188799999997,0.43748838399999995,0.59779243199999998,0.2024128,0.30838863999999999,0.35196326399999994,0.20934460800000002,0.33689494400000003,0.76912729599999996,0.73636159999999984,0.61662113600000001,0.41750201599999998,0.35394971200000003,0.80959744,0.74727054400000004,0.60507609600000001,0.357769856,7.5300016000000011E-2,0.41541131200000003,0.12417667200000002,0.22334595199999999,0.25606943999999998,0.42367657600000003,0.25316519999999998,0.54748566399999998,0.10290937600000001,0.51121316799999994,0.35304580799999996,4.9967183999999998E-2,7.8302271999999992E-2,0.21552310400000002,0.163698656,0.16217510400000001,0.47013126400000005,0.32299625599999998,0.120140816,0.66804268799999977,0.39605942399999999,5.4464319999999997E-2,0.102618576,0.30678075200000005,8.1620304000000005E-2,0.21697619200000001,6.0125072000000002E-2,7.8286144000000016E-2,0.52782748800000001,0.19496387199999995,0.29199447999999995,6.1321312000000003E-2,0.31358105600000002,0.403822352,7.5615904000000012E-2,0.13787638400000002,8.7972160000000008E-2]
[527,1,0.48896747200000007,0.11577227200000001,4.2694080000000002E-2,0.17621692799999999,5.4388944000000009E-2,9.8678000000000002E-2,4.8004319999999996E-2,5.4697712000000002E-2,5.1683616000000009E-2,0.16544868799999998,4.2573567999999999E-2,6.5992240000000021E-2,8.7729647999999993E-2,0.38824190400000003,0.32742457600000002,9.9173471999999999E-2,8.1779744000000001E-2,0.17211705599999999,0.21968747200000002,0.20165803200000001,0.35156054399999997,0.27797883200000001,0.69010545600000006,0.56322587199999996,0.2181168,0.55602072000000013,0.40100113600000004,0.11473452799999999,0.58454585599999997,0.27848547200000001,0.64959921600000003,0.39850219199999998,0.69197670400000011,0.26829552000000001,0.10928131200000002,0.529509008,0.15354886400000001,0.6547389119999999,8.9821728000000003E-2,0.22042345599999999,0.71885944000000002,0.52281022399999999,0.55733761599999998,5.1001919999999999E-2,0.34302500800000008,0.39918888000000002,0.43503065600000007,0.59902558400000017,0.20162788800000003,0.30684374400000003,0.34977571200000002,0.20637281600000004,0.33300888000000001,0.76872063999999996,0.73453041600000013,0.61261451199999994,0.41402299200000009,0.35077439999999999,0.807466032,0.74556321600000008,0.60166262400000003,0.35648209599999997,7.4175920000000006E-2,0.40981848000000004,0.12306078399999999,0.21852166399999998,0.25073841600000002,0.41861656000000008,0.250094608,0.54148471999999992,0.101257472,0.50941545599999993,0.34839707200000003,4.9792576000000005E-2,7.6979936000000013E-2,0.21187531200000001,0.16142313600000002,0.15985112000000001,0.46656732800000006,0.31995409600000002,0.11731702400000001,0.66632339200000001,0.39447161600000002,5.3790096000000009E-2,0.10115907199999999,0.30472691200000002,8.0357792000000011E-2,0.21365460800000005,5.9483471999999996E-2,7.7181520000000003E-2,0.52627769600000007,0.19320588799999999,0.29089241600000004,6.0823279999999993E-2,0.31162422400000001,0.40258359999999999,7.4569888000000015E-2,0.137888752,8.7056192000000004E-2]
[528,1,0.48909092799999998,0.115856816,4.2045200000000012E-2,0.17923852800000001,5.5100160000000009E-2,9.9190752000000021E-2,4.7969648000000004E-2,5.4660415999999996E-2,5.1324640000000012E-2,0.16654651200000001,4.2890431999999999E-2,6.7614272000000003E-2,8.7358415999999994E-2,0.38924982400000008,0.32593964800000003,9.9634576000000002E-2,8.2318000000000016E-2,0.171933952,0.22099132800000001,0.20028334400000003,0.36093222400000002,0.28241236800000002,0.69327121599999997,0.57186814399999997,0.229930528,0.56354987200000017,0.402834048,0.115736256,0.58982054400000006,0.27854424,0.65289392000000002,0.40446030400000005,0.69354628800000018,0.27472803200000001,0.11112612799999999,0.52913471999999995,0.15842092799999999,0.654904704,8.9241904000000011E-2,0.21838132800000004,0.71775593599999998,0.52735103999999999,0.55696302399999997,5.0966592000000005E-2,0.34300073600000003,0.39903867200000004,0.43257892800000008,0.60018953600000002,0.20078321599999999,0.30516844799999998,0.34745767999999999,0.20317150400000003,0.32893761599999999,0.76828014399999989,0.73261099200000002,0.60849956800000005,0.410445008,0.34754620800000002,0.80520614400000001,0.74383612799999999,0.5980419520000001,0.355189376,7.3067984000000002E-2,0.40418068800000001,0.122009376,0.213734336,0.24546275200000003,0.41341134400000001,0.24690649600000003,0.53543937600000002,9.9709088000000001E-2,0.50759286400000003,0.34375177599999995,4.9601647999999998E-2,7.5758640000000016E-2,0.20833296000000004,0.15916633600000002,0.15760177600000003,0.46301803200000008,0.31699937600000005,0.11474595199999998,0.66465209599999997,0.39292988800000006,5.3101392000000004E-2,9.9694448000000005E-2,0.302727152,7.9173999999999994E-2,0.21050294400000003,5.8858992000000013E-2,7.6143536000000012E-2,0.52479302399999994,0.19148590399999998,0.28984579199999994,6.0356607999999992E-2,0.30974907200000001,0.40145108800000007,7.3451872000000001E-2,0.13789704,8.6199824000000008E-2]
[529,1,0.48923742399999992,0.11596671999999998,4.1472800000000004E-2,0.182453328,5.5819216000000005E-2,9.9741503999999995E-2,4.7934655999999999E-2,5.4624160000000005E-2,5.0963743999999998E-2,0.16774481599999999,4.3251376000000001E-2,6.9361664000000003E-2,8.6959984000000004E-2,0.39020662399999995,0.32449720000000004,0.10009599999999999,8.2916095999999995E-2,0.171758208,0.22218406399999999,0.19895953599999999,0.37051246400000004,0.28693158400000002,0.696556336,0.58059745600000012,0.24170945599999996,0.57101614399999989,0.40447799999999995,0.11655670400000001,0.59499155200000009,0.27858180799999999,0.65609230399999996,0.41036209599999995,0.69512443200000007,0.28079406400000001,0.11298726399999999,0.52882811199999991,0.162925232,0.65511473599999992,8.8632399999999986E-2,0.21620496000000003,0.71663603200000003,0.53109777599999997,0.55634155199999991,5.0932303999999998E-2,0.34278926399999998,0.39884022400000002,0.43013472000000003,0.60129828800000007,0.19988822399999998,0.30338011199999998,0.34502308800000003,0.19979851199999998,0.32469643200000003,0.76780660799999989,0.73060964800000006,0.60427494400000004,0.40677038399999998,0.34426753600000004,0.802817216,0.74209952000000001,0.59426775999999992,0.35385657599999998,7.1975808000000002E-2,0.39850849599999999,0.12100668799999999,0.208991648,0.24024836800000002,0.40809884799999996,0.243635824,0.52936371199999999,9.8259183999999999E-2,0.50575235200000002,0.33912087999999996,4.9388560000000005E-2,7.4633984E-2,0.20487972800000001,0.15694777599999998,0.15542067200000001,0.45949569600000001,0.31413977599999998,0.11252023999999999,0.66304143999999998,0.39143800000000001,5.2403408000000005E-2,9.8337344000000007E-2,0.30076883199999999,7.8071647999999993E-2,0.20758112000000001,5.8256511999999996E-2,7.5180992000000002E-2,0.52338763200000005,0.18980407999999999,0.28884396800000001,5.9922016000000008E-2,0.30795472000000002,0.40042097600000004,7.2260656000000006E-2,0.13787636799999997,8.5412335999999991E-2]
[530,1,0.4894,0.11609999999999999,4.1020000000000001E-2,0.18586,5.654E-2,0.10033,4.7899999999999998E-2,5.459E-2,5.0599999999999999E-2,0.16904,4.3659999999999997E-2,7.1190000000000003E-2,8.6540000000000006E-2,0.3911,0.32312000000000002,0.10056,8.3580000000000002E-2,0.1716,0.2233,0.19769,0.38028000000000001,0.29154000000000002,0.69996999999999998,0.58940000000000003,0.25331999999999999,0.57840000000000003,0.40592,0.11717,0.60006000000000004,0.27861999999999998,0.65920999999999996,0.41620000000000001,0.69672000000000001,0.28642000000000001,0.11484999999999999,0.52859999999999996,0.16700000000000001,0.65537999999999996,8.7999999999999995E-2,0.21393000000000001,0.71550000000000002,0.53408,0.55549999999999999,5.0900000000000001E-2,0.34239000000000003,0.39860000000000001,0.42770000000000002,0.60236000000000001,0.19894999999999999,0.30148999999999998,0.34248000000000001,0.1963,0.32029999999999997,0.76729999999999998,0.72853000000000001,0.59994000000000003,0.40300000000000002,0.34094000000000002,0.80030000000000001,0.74036000000000002,0.59038000000000002,0.35246,7.0900000000000005E-2,0.39280999999999999,0.12003999999999999,0.20430000000000001,0.2351,0.40271000000000001,0.24031,0.52327000000000001,9.69E-2,0.50390000000000001,0.33450999999999997,4.9149999999999999E-2,7.3599999999999999E-2,0.20150000000000001,0.15478,0.15329999999999999,0.45601000000000003,0.31137999999999999,0.11069,0.66149999999999998,0.39,5.1700000000000003E-2,9.7159999999999996E-2,0.29883999999999999,7.7049999999999993E-2,0.20493,5.7680000000000002E-2,7.4300000000000005E-2,0.52207000000000003,0.18815999999999999,0.28788000000000002,5.9520000000000003E-2,0.30624000000000001,0.39949000000000001,7.0999999999999994E-2,0.13780999999999999,8.4699999999999998E-2]
[531,1,0.48958238399999993,0.11625592,4.0682960000000004E-2,0.18945542399999996,5.7259871999999996E-2,0.10095704000000001,4.7866047999999994E-2,5.4558192000000005E-2,5.0233055999999998E-2,0.17043107199999999,4.4125232E-2,7.3115055999999998E-2,8.6099856000000002E-2,0.39192691200000002,0.3218192640000001,0.10102723199999999,8.4315215999999985E-2,0.17146593599999999,0.22437118400000003,0.19647910400000002,0.39021673600000001,0.29623836800000003,0.70350524800000003,0.59826431999999996,0.26472615999999999,0.58569617600000001,0.407168272,0.11758859200000001,0.60502083200000012,0.27866052799999996,0.66225239999999996,0.42196368000000001,0.69833281600000008,0.29159019200000003,0.11670313599999999,0.52845046399999995,0.17064569599999999,0.65569956800000007,8.7348032000000006E-2,0.21157166400000002,0.71435009599999999,0.53631956800000002,0.55445615999999998,5.0869647999999996E-2,0.34181611200000001,0.39832047999999998,0.42527759999999998,0.60337267200000011,0.19797158400000001,0.29949920000000002,0.33982734399999998,0.19269795200000001,0.31576268800000001,0.76675865599999993,0.72637124800000008,0.59549588800000008,0.39913345600000005,0.33756419199999999,0.7976573119999999,0.73861838400000002,0.58639257599999994,0.35099608000000004,6.984288000000001E-2,0.38708940799999997,0.11910303999999999,0.199663808,0.23002092799999999,0.397261168,0.23694140799999999,0.517166448,9.5621296000000008E-2,0.50203976000000006,0.32991662399999999,4.8886688000000005E-2,7.2649392000000007E-2,0.19818200000000005,0.152661408,0.15123121599999997,0.45256524800000003,0.30871980799999993,0.10924556800000002,0.66002948800000005,0.38861936000000002,5.0992528000000002E-2,9.6156159999999991E-2,0.29693172800000001,7.610371199999999E-2,0.20255688000000002,5.7131360000000006E-2,7.3502079999999997E-2,0.52084052800000002,0.18655311999999999,0.28695332800000001,5.9150752000000015E-2,0.30460387200000005,0.39865668799999998,6.9681119999999985E-2,0.13769529599999997,8.4064031999999983E-2]
[532,1,0.48978660799999996,0.116433936,4.0461759999999999E-2,0.193236608,5.7975920000000007E-2,0.10162323200000002,4.7833167999999995E-2,5.4529055999999999E-2,4.986256E-2,0.17191715199999999,4.4655472000000002E-2,7.5137151999999999E-2,8.5641776000000003E-2,0.39268302399999999,0.32060732800000002,0.10149857600000001,8.5126879999999988E-2,0.17136251200000002,0.22542988799999999,0.19533094400000001,0.40030390400000004,0.30102764800000004,0.70715769599999989,0.60717814400000014,0.27588084800000001,0.59289707199999997,0.40823228800000005,0.117810736,0.60987078400000005,0.27871024,0.66522656000000002,0.42764358400000008,0.69996412799999996,0.29628091200000006,0.11853572799999999,0.52838103999999986,0.173850528,0.65607374400000007,8.6680304E-2,0.20914796800000005,0.71318825600000002,0.53783984000000007,0.5532287039999999,5.0841391999999999E-2,0.34107897600000003,0.39800467200000006,0.42286996800000004,0.60433585600000006,0.19695657599999999,0.29741100800000009,0.33706624000000002,0.189017344,0.31109865599999997,0.76618110400000006,0.72413355200000007,0.59094372800000017,0.39517108800000006,0.33414092800000006,0.79489134400000006,0.73687660799999999,0.58232339200000005,0.34945833600000004,6.8806464000000012E-2,0.38135164800000004,0.11818897599999997,0.19508761600000002,0.225014512,0.39177038400000003,0.23354449600000002,0.511061616,9.4413808000000002E-2,0.50017566400000002,0.32534009600000002,4.8598768000000001E-2,7.1775359999999996E-2,0.19491376000000002,0.15059257600000001,0.14920657600000001,0.44916651200000007,0.30615977600000005,0.10819891200000001,0.65863281600000023,0.38729916800000003,5.0282832000000006E-2,9.5337168E-2,0.29503571200000001,7.5228400000000001E-2,0.200473024,5.6612832000000002E-2,7.2789055999999991E-2,0.51970046400000003,0.18498382399999999,0.28606219200000005,5.8814448000000005E-2,0.30304523200000005,0.39791924800000006,6.8315392000000003E-2,0.13752816000000001,8.3506063999999991E-2]
[533,1,0.49002539200000012,0.11663379200000001,4.0356080000000009E-2,0.19719339200000002,5.8685728000000006E-2,0.10233062400000001,4.7802207999999999E-2,5.4502879999999997E-2,4.9487584000000008E-2,0.17349315200000001,4.5264831999999998E-2,7.7276287999999999E-2,8.516449600000002E-2,0.393371056,0.31949131200000003,0.1019736,8.6023504000000001E-2,0.17129812799999999,0.22652531200000001,0.19425270400000003,0.41052091199999996,0.30590804800000004,0.71090518400000002,0.61612972799999999,0.28674393599999998,0.60000724799999994,0.40912286399999997,0.11789576,0.61460041600000004,0.27876835200000005,0.66813303999999996,0.43322460800000001,0.70160767999999996,0.30051411200000006,0.12032960000000001,0.52837753599999993,0.17668472000000002,0.65649168000000002,8.5999856E-2,0.20667051200000003,0.71201801600000014,0.53868939199999999,0.55182892800000005,5.0814495999999994E-2,0.34018664000000004,0.39765150400000004,0.42048041599999997,0.60524144000000002,0.19590548800000002,0.29521825600000001,0.33418569600000003,0.18527961600000001,0.30631974399999995,0.76556539200000007,0.72181217600000014,0.58628364799999999,0.39110696000000006,0.33066894400000008,0.79200721600000001,0.73512995199999986,0.57817812800000012,0.34785427200000002,6.7794288000000008E-2,0.37559708800000008,0.117290992,0.19057398400000006,0.22008121600000002,0.38625408000000006,0.23012934399999999,0.50496470399999993,9.3257440000000011E-2,0.498312688,0.32076836799999997,4.8290607999999999E-2,7.0964688000000012E-2,0.19167640000000002,0.14857030399999999,0.147210496,0.44581761600000003,0.303695824,0.10744289600000001,0.65730670400000002,0.38604673600000011,4.9571216000000008E-2,9.4672255999999996E-2,0.29313745600000002,7.4410848000000002E-2,0.19866812800000003,5.6126703999999999E-2,7.2159792E-2,0.51863952000000002,0.18344756800000001,0.28521025600000005,5.8510863999999996E-2,0.30156099200000003,0.39727460800000003,6.6921264000000008E-2,0.137313984,8.3024016000000006E-2]
[534,1,0.49031801599999997,0.11685564799999999,4.035888E-2,0.20131177600000003,5.9387615999999997E-2,0.103082096,4.7774207999999999E-2,5.4479824000000003E-2,4.9107008000000001E-2,0.17515235199999998,4.5970992000000002E-2,7.9567183999999999E-2,8.4664576000000019E-2,0.39399836799999999,0.318474176,0.102451024,8.7015088000000004E-2,0.17128150400000003,0.22771481600000001,0.19325318399999999,0.42084655999999998,0.31087900800000001,0.71471483199999997,0.62510771200000004,0.29729134399999996,0.60703894400000002,0.40985544000000002,0.11793518399999998,0.61919676800000001,0.27882862400000002,0.67096800000000012,0.43868867200000006,0.70325243199999998,0.30434155200000002,0.12206363199999999,0.52841659199999991,0.17926579200000001,0.65693537599999996,8.530892800000002E-2,0.20414521599999999,0.71084393600000007,0.53892862400000008,0.55026323199999994,5.0787679999999995E-2,0.33914718399999999,0.39725737600000005,0.418112704,0.60607630400000001,0.19481679999999998,0.292907584,0.33116787199999997,0.181501408,0.30143651199999999,0.76490912,0.71939952000000007,0.58151556800000004,0.38693203199999998,0.32714584000000008,0.78901164800000001,0.73336977599999986,0.57395334399999998,0.34620076799999994,6.6810832000000001E-2,0.36982340800000002,0.11640316799999999,0.18612419200000002,0.21521984,0.380726016,0.22670203200000003,0.49888467200000003,9.2126591999999993E-2,0.49645595200000003,0.31618295999999996,4.7969168000000006E-2,7.0200895999999999E-2,0.18844816,0.14658787199999998,0.145223616,0.44252112000000005,0.30132099200000001,0.10680808,0.65604403199999994,0.38487126399999999,4.8856959999999998E-2,9.4102383999999997E-2,0.29122008000000005,7.3632976000000003E-2,0.19711683199999999,5.5675056000000001E-2,7.161100799999999E-2,0.51764057599999991,0.18193763200000002,0.28440455999999997,5.823952000000001E-2,0.30014707200000007,0.39671924800000002,6.5522015999999988E-2,0.137064768,8.2613247999999986E-2]
[535,1,0.49068000000000001,0.1171,4.0460000000000003E-2,0.20558000000000001,6.0080000000000001E-2,0.10388,4.7750000000000001E-2,5.4460000000000001E-2,4.8719999999999999E-2,0.17688999999999999,4.6789999999999998E-2,8.2030000000000006E-2,8.4140000000000006E-2,0.39456999999999998,0.31756000000000001,0.10292999999999999,8.8109999999999994E-2,0.17132,0.22905,0.19234000000000001,0.43125999999999998,0.31594,0.71855999999999998,0.6341,0.3075,0.61399999999999999,0.41044999999999998,0.11799,0.62365000000000004,0.27889000000000003,0.67373000000000005,0.44402000000000003,0.70489000000000002,0.30780000000000002,0.12372,0.52847999999999995,0.18168000000000001,0.65739000000000003,8.4610000000000005E-2,0.20158000000000001,0.70967000000000002,0.53861000000000003,0.54854000000000003,5.076E-2,0.33796999999999999,0.39682000000000001,0.41576999999999997,0.60682999999999998,0.19369,0.29047000000000001,0.32800000000000001,0.1777,0.29646,0.76420999999999994,0.71689000000000003,0.57664000000000004,0.38263999999999998,0.32357000000000002,0.78591,0.73158999999999996,0.56964999999999999,0.34450999999999998,6.5860000000000002E-2,0.36403000000000002,0.11552,0.18174000000000001,0.21043000000000001,0.37519999999999998,0.22327,0.49282999999999999,9.0999999999999998E-2,0.49460999999999999,0.31157000000000001,4.7640000000000002E-2,6.9470000000000004E-2,0.18521000000000001,0.14463999999999999,0.14323,0.43928,0.29903000000000002,0.10618,0.65483999999999998,0.38378000000000001,4.8140000000000002E-2,9.3590000000000007E-2,0.28927000000000003,7.288E-2,0.1958,5.5259999999999997E-2,7.1139999999999995E-2,0.51668999999999998,0.18045,0.28365000000000001,5.8000000000000003E-2,0.29880000000000001,0.39624999999999999,6.4140000000000003E-2,0.13678999999999999,8.2269999999999996E-2]
[536,1,0.49111548800000004,0.117368128,4.0658880000000001E-2,0.209993504,6.0761711999999996E-2,0.10472500799999999,4.7729856000000008E-2,5.4443551999999992E-2,4.8326543999999999E-2,0.17870719999999998,4.7732800000000006E-2,8.465576000000001E-2,8.3593328000000022E-2,0.39508387199999995,0.31675657600000001,0.10341097599999999,8.9311823999999998E-2,0.17141699199999999,0.23056528000000004,0.19151769600000002,0.44174153599999999,0.32109040000000005,0.72243267199999983,0.64309235200000003,0.31733558399999995,0.62088479999999979,0.41091775999999997,0.11805816,0.62795908800000011,0.27895995199999996,0.67642464000000002,0.44920966400000001,0.70651979200000004,0.31088150400000003,0.12529068799999998,0.52856643199999997,0.18391993600000003,0.65785297600000003,8.3906096000000013E-2,0.198989008,0.70849846399999994,0.53776227199999993,0.54667337599999999,5.0731584000000003E-2,0.33666505600000007,0.39634108800000001,0.41345385600000001,0.60750022400000003,0.192527584,0.28790934400000001,0.32468486400000002,0.17389447999999999,0.29140265600000004,0.763465952,0.71428391999999996,0.57165920000000003,0.37823267199999999,0.31994227200000003,0.78270377600000007,0.72979204800000008,0.56528249600000002,0.34278038400000005,6.4943792E-2,0.35822120000000002,0.11463747199999999,0.17742470399999999,0.20571385599999997,0.36969004799999994,0.21984455999999999,0.48680768000000008,8.9869247999999999E-2,0.49277790400000004,0.30692928000000003,4.7304447999999999E-2,6.8765440000000011E-2,0.18195113600000001,0.14272687999999997,0.141223776,0.43609844800000003,0.29682272000000004,0.10556496000000001,0.65369702400000007,0.38277427199999997,4.7421999999999999E-2,9.3140592000000008E-2,0.28728331200000001,7.2147024000000004E-2,0.19471699200000001,5.488390399999999E-2,7.0745632000000017E-2,0.51578668800000005,0.17898616000000003,0.28294512000000005,5.7792112000000007E-2,0.297517904,0.39586499200000003,6.2795039999999996E-2,0.136491584,8.1993311999999985E-2]
[537,1,0.49162963200000004,0.11766219199999998,4.0960239999999995E-2,0.21454763200000002,6.1432768000000006E-2,0.105617744,4.7713968000000009E-2,5.443056000000001E-2,4.7926863999999993E-2,0.18060659200000001,4.8811472000000002E-2,8.7441488000000012E-2,8.3027376E-2,0.39553913600000001,0.31606907200000006,0.10389415999999999,9.062310400000001E-2,0.17157388800000001,0.23229459200000005,0.19079110400000004,0.45227147199999995,0.32632852800000001,0.72632310400000011,0.65206972799999996,0.32677057600000003,0.62768876799999995,0.41126126399999996,0.11814983999999999,0.6321238560000001,0.27904171200000005,0.6790564,0.45424924800000005,0.70814008000000006,0.31358715200000004,0.12676999999999999,0.52867425599999995,0.1859788,0.65832160000000006,8.3199535999999991E-2,0.19638339199999999,0.70733177600000008,0.53641419200000007,0.54467500800000002,5.0702576000000006E-2,0.33524135999999999,0.39582174400000003,0.41116545599999998,0.60808359999999995,0.19133140800000004,0.28522961600000007,0.32122649600000003,0.17009921600000003,0.28627622400000002,0.76267443200000007,0.71158161600000003,0.56657620800000019,0.37371296000000004,0.31626366400000011,0.77939417600000005,0.72797707200000006,0.56086244800000007,0.34101347199999993,6.4064128000000012E-2,0.35240100800000007,0.11375363200000001,0.17318102400000002,0.20107313600000001,0.36420712000000005,0.21643446400000002,0.48082350399999996,8.8726960000000007E-2,0.490962128,0.30226100800000005,4.6964448000000006E-2,6.8081168000000011E-2,0.17866231999999999,0.14084822399999999,0.13920049600000001,0.432979856,0.29469870400000009,0.10494929600000001,0.65261734400000004,0.38185409600000003,4.6704336000000006E-2,9.2742976000000005E-2,0.28525897600000005,7.1429248000000001E-2,0.19386012800000002,5.4549103999999994E-2,7.0425072000000005E-2,0.51492968000000017,0.17754724799999999,0.28228873599999998,5.7615504000000012E-2,0.29629859199999997,0.395562688,6.1511344000000003E-2,0.13617478399999999,8.1780895999999992E-2]
[538,1,0.49223713600000008,0.11798225600000002,4.1310720000000002E-2,0.21922976000000002,6.2090144000000007E-2,0.1065608,4.7703120000000002E-2,5.4420847999999994E-2,4.7519984000000008E-2,0.182581984,5.0041344000000001E-2,9.0372256000000026E-2,8.2439264000000012E-2,0.39593992,0.31550348800000005,0.10437894400000002,9.2053024000000011E-2,0.17179982399999999,0.23428982400000001,0.19016659200000002,0.462828768,0.33165529599999999,0.73020657600000005,0.66102070400000001,0.33580364800000001,0.63441921600000006,0.41155396800000005,0.11825672000000002,0.63613470400000005,0.27915251200000007,0.68162528,0.459122592,0.70974396799999995,0.31594416000000003,0.128137952,0.52878271999999993,0.18794198399999998,0.65877566400000009,8.2493856000000004E-2,0.19377361600000004,0.706173728,0.53461803200000002,0.54255616000000007,5.0671887999999998E-2,0.33371598400000002,0.39526016000000008,0.40890801600000004,0.60857049600000002,0.19010163200000002,0.28242220800000006,0.31761020800000006,0.16633643200000001,0.28109251199999996,0.76183387199999997,0.70877779200000013,0.56139081599999996,0.36907364800000003,0.31253217599999999,0.77598641600000018,0.7261396160000001,0.55639311999999996,0.33921759999999995,6.3225344000000017E-2,0.34656953600000007,0.112860432,0.169011104,0.19650769599999998,0.35876795200000006,0.21305012799999998,0.47488724800000004,8.7551152000000007E-2,0.48916731199999997,0.29755121599999995,4.6624927999999989E-2,6.740281599999999E-2,0.17532278400000001,0.13899692799999999,0.13714321600000001,0.42992806400000005,0.29265276800000006,0.10432683199999999,0.65159582400000005,0.38102816,4.5987712000000007E-2,9.2419120000000021E-2,0.28318096000000004,7.0711792000000009E-2,0.19321766400000001,5.4257423999999999E-2,7.0177632000000004E-2,0.51410107199999999,0.176134816,0.28168531200000002,5.7469856000000007E-2,0.29513936000000002,0.39533910400000005,6.0306368000000006E-2,0.135845824,8.1630000000000008E-2]
[539,1,0.49295591999999999,0.11832776,4.163128E-2,0.22402444799999999,6.2729759999999996E-2,0.107557456,4.7698272E-2,5.4414096000000002E-2,4.7104543999999998E-2,0.18462425600000001,5.1438895999999998E-2,9.3424304E-2,8.1824112000000004E-2,0.39629206399999994,0.31506598400000002,0.104864448,9.3612944000000003E-2,0.17210647999999998,0.236608816,0.18965087999999999,0.47339190400000003,0.33707254399999997,0.73405340800000007,0.66993504000000004,0.34444696000000002,0.64108750400000003,0.41190043200000004,0.1183548,0.63997907200000015,0.27931659199999997,0.68412983999999999,0.46381097599999999,0.71132289599999998,0.31798836799999997,0.12936982400000002,0.52886422399999999,0.18992556799999999,0.659188208,8.1793056000000003E-2,0.19116984000000001,0.70502855999999992,0.53243387200000003,0.54032803200000001,5.0638000000000002E-2,0.33210980799999995,0.39465353600000003,0.40668537600000004,0.60894915199999999,0.188837856,0.27947440000000001,0.31381496000000003,0.16263100800000002,0.27586336,0.76094307199999989,0.70586532800000001,0.55610174400000012,0.36430417600000004,0.308744768,0.77248697600000005,0.72427207999999987,0.55187491200000005,0.33740324799999999,6.2432639999999998E-2,0.34072566399999998,0.111947712,0.16491686399999997,0.19201673600000002,0.35339118400000002,0.20970259200000002,0.46901003199999997,8.6315024000000018E-2,0.48739873600000005,0.29278126399999999,4.6291807999999997E-2,6.6713264000000008E-2,0.17190788800000001,0.13716323199999997,0.13503089600000001,0.42694707199999998,0.29067811200000004,0.10370860799999999,0.65062478400000001,0.380308064,4.5272688000000005E-2,9.2209184E-2,0.28102830400000001,6.9976415999999986E-2,0.19277656000000001,5.4010463999999994E-2,7.0003391999999998E-2,0.51327662399999996,0.17475142400000002,0.281141168,5.7354848000000007E-2,0.294037408,0.39518935999999999,5.9195231999999987E-2,0.13551126399999999,8.1537663999999996E-2]
[540,1,0.49380000000000002,0.1187,4.1869999999999997E-2,0.22892000000000001,6.3350000000000004E-2,0.10861,4.7699999999999999E-2,5.441E-2,4.6679999999999999E-2,0.18673000000000001,5.3019999999999998E-2,9.6579999999999999E-2,8.1180000000000002E-2,0.39660000000000001,0.31475999999999998,0.10535,9.5310000000000006E-2,0.17249999999999999,0.23930000000000001,0.18925,0.48393999999999998,0.34258,0.73784000000000005,0.67879999999999996,0.35271000000000002,0.64770000000000005,0.41237000000000001,0.11842999999999999,0.64365000000000006,0.27955000000000002,0.68657000000000001,0.46829999999999999,0.71287,0.31974999999999998,0.13045000000000001,0.52890000000000004,0.192,0.65954000000000002,8.1100000000000005E-2,0.18858,0.70389999999999997,0.52990999999999999,0.53800000000000003,5.0599999999999999E-2,0.33044000000000001,0.39400000000000002,0.40450000000000003,0.60921000000000003,0.18754000000000001,0.27638000000000001,0.30982999999999999,0.159,0.27060000000000001,0.76,0.70284000000000002,0.55071000000000003,0.3594,0.3049,0.76890000000000003,0.72236999999999996,0.54730999999999996,0.33557999999999999,6.1690000000000002E-2,0.33487,0.11101,0.16089999999999999,0.18759999999999999,0.34809000000000001,0.2064,0.4632,8.5000000000000006E-2,0.48565999999999998,0.28793999999999997,4.5969999999999997E-2,6.6000000000000003E-2,0.16839999999999999,0.13533999999999999,0.13285,0.42403999999999997,0.28877000000000003,0.1031,0.64970000000000006,0.37969999999999998,4.4560000000000002E-2,9.2130000000000004E-2,0.27878999999999998,6.9209999999999994E-2,0.19252,5.3809999999999997E-2,6.9900000000000004E-2,0.51244000000000001,0.1734,0.28066000000000002,5.7270000000000001E-2,0.29298999999999997,0.39511000000000002,5.8200000000000002E-2,0.13517999999999999,8.1500000000000003E-2]
[541,1,0.49477598399999995,0.119103264,4.2030527999999998E-2,0.23391073600000001,6.3953215999999993E-2,0.109718976,4.7708384E-2,5.4408447999999991E-2,4.6247231999999999E-2,0.18890479999999998,5.4798224E-2,9.9841967999999989E-2,8.0509983999999979E-2,0.39686540800000003,0.31458499200000001,0.10583548800000001,9.7144176000000013E-2,0.172978048,0.24239211200000002,0.18896859200000002,0.49445449599999997,0.348174592,0.74155486400000004,0.68759948799999981,0.36058374399999998,0.65425388799999995,0.41296252800000005,0.118491808,0.64714948800000005,0.27985108799999997,0.68894852800000006,0.47258276799999993,0.71438246399999994,0.32124435200000001,0.13137739200000001,0.52888950400000012,0.19415840000000004,0.65982903999999998,8.0416015999999993E-2,0.18601027199999998,0.70279064000000002,0.52707431999999999,0.53557955199999996,5.0557999999999999E-2,0.32870822399999994,0.39329976,0.40235222400000009,0.609348432,0.18620900799999998,0.27314435200000003,0.30566251199999994,0.15544987200000002,0.26531278399999997,0.75900164799999992,0.69970281600000006,0.54522008000000011,0.35436651200000002,0.30099939200000003,0.76522649600000003,0.72043454399999984,0.54270569600000007,0.33375443199999999,6.0999296000000001E-2,0.32900636800000005,0.11004912,0.15696220799999999,0.18325857600000001,0.34287032000000001,0.20314715200000003,0.45746102400000005,8.3601536000000004E-2,0.48395232000000005,0.28302923199999991,4.5662271999999997E-2,6.5258463999999988E-2,0.16479376000000001,0.13352623999999999,0.13059937600000002,0.42120862400000003,0.28692752000000005,0.10247526400000001,0.64882304000000002,0.379201968,4.3850767999999998E-2,9.2168256000000004E-2,0.27647078399999997,6.840859199999999E-2,0.19242945599999997,5.3657904000000006E-2,6.9862176000000012E-2,0.51159147199999999,0.17208256000000002,0.28024102399999995,5.7214639999999997E-2,0.29199492799999993,0.39510006399999997,5.7351183999999999E-2,0.13486337600000001,8.1512624000000006E-2]
[542,1,0.49589161599999998,0.11954185600000002,4.2108720000000002E-2,0.23898912000000003,6.4541504000000027E-2,0.11088520000000002,4.7723680000000011E-2,5.4409328000000007E-2,4.5807104000000001E-2,0.19115286400000001,5.6786944000000006E-2,0.10321513600000001,7.9816144000000006E-2,0.39709095999999994,0.31453988799999999,0.10632078400000003,9.9115984000000004E-2,0.17353950400000001,0.24591262400000005,0.18881115200000004,0.50491780799999986,0.35385409599999995,0.74518537600000012,0.69631846399999997,0.36806004800000003,0.66074801599999999,0.41368796800000007,0.11854256000000002,0.65047822400000022,0.28021875200000002,0.69126768000000005,0.47665163199999994,0.71585748800000015,0.32248888000000003,0.13214883200000002,0.52883160000000007,0.19640814400000001,0.66005318400000001,7.9742816000000008E-2,0.18346737600000002,0.70170308800000003,0.5239578720000001,0.53307440000000006,5.0511888000000005E-2,0.32690966400000004,0.39255280000000009,0.40024265600000009,0.6093596160000001,0.18484579200000001,0.26977156800000002,0.30131764800000005,0.151989072,0.26001195200000005,0.75794547199999995,0.69645435200000017,0.53963593600000004,0.34920780800000001,0.29704425600000006,0.76146865600000024,0.71846617599999996,0.53806887999999986,0.33193376000000002,6.0362784000000003E-2,0.32313825600000001,0.10906603199999999,0.15310518400000001,0.178993456,0.33773963200000007,0.19994972799999999,0.45179788800000004,8.2113471999999993E-2,0.48227731200000007,0.27804913600000003,4.5371647999999994E-2,6.4483215999999996E-2,0.16108302400000002,0.13172076799999999,0.12827633600000002,0.41845462400000005,0.28514916800000006,0.101804992,0.64799406400000004,0.37881376000000005,4.3146112000000007E-2,9.2330320000000021E-2,0.27407327999999997,6.7567232000000005E-2,0.19248766399999998,5.3555664000000003E-2,6.9885552000000004E-2,0.51073083200000002,0.17080097600000002,0.279884352,5.7188096000000008E-2,0.29105031999999997,0.39515830400000002,5.667660800000001E-2,0.134572784,8.1571520000000008E-2]
[543,1,0.49715116800000003,0.12002220800000001,4.2112032000000008E-2,0.24415574399999998,6.5120352000000006E-2,0.11210822399999999,4.7744976000000001E-2,5.4412048000000005E-2,4.5361135999999996E-2,0.19348844800000004,5.9003183999999993E-2,0.10667582400000002,7.9105344000000008E-2,0.39727715200000008,0.31462030400000002,0.10680536,0.10122099200000002,0.17417303999999997,0.24989417599999997,0.18878251200000001,0.51530728000000003,0.35961031999999998,0.74872132800000013,0.70493487999999993,0.37516851200000012,0.66717550400000003,0.41453324800000002,0.118587712,0.65364624000000005,0.28065473600000002,0.69353035200000002,0.48050385600000001,0.71729027200000006,0.32350780800000001,0.13277635200000001,0.52872465600000007,0.19868628800000004,0.66020524800000002,7.9079136000000008E-2,0.18094887999999998,0.70064025600000002,0.52057582400000002,0.53048652799999996,5.0462576000000002E-2,0.32507670400000005,0.39175888000000003,0.39816948800000002,0.60923744000000002,0.18345017599999999,0.26627278400000004,0.29681254400000001,0.14860691200000001,0.25470696000000004,0.75682593600000003,0.69309772800000002,0.53396587200000012,0.34393686400000006,0.29303704000000003,0.75762169600000007,0.71646868800000008,0.53340254399999998,0.33012756799999998,5.9780992000000012E-2,0.31727054400000004,0.10806966400000001,0.14932928000000001,0.17480505599999999,0.332691344,0.19680430400000001,0.44620851200000006,8.0540128000000016E-2,0.48063286400000005,0.27300920000000001,4.5101024000000003E-2,6.3674368000000009E-2,0.15726844800000001,0.12992009599999998,0.12588913599999998,0.41577862400000004,0.28343553600000004,0.10112647999999999,0.64721940800000011,0.37852371200000001,4.2447056000000004E-2,9.2533664000000002E-2,0.27161681599999998,6.6686192000000005E-2,0.192657312,5.3506304000000005E-2,6.9958128000000008E-2,0.50985643200000008,0.16956235200000003,0.27958600000000006,5.7189312000000006E-2,0.29015243200000002,0.39528510400000005,5.6225792000000004E-2,0.13432619200000001,8.1667856000000011E-2]
[544,1,0.49855632,0.12055231999999999,4.2060383999999992E-2,0.24941564799999996,6.5697520000000009E-2,0.113386768,4.7770752E-2,5.4415808000000003E-2,4.4911408E-2,0.19593187200000001,6.1465343999999998E-2,0.11019019200000001,7.8387344000000012E-2,0.397423264,0.31481936000000005,0.107288576,0.10345128000000001,0.17486121599999999,0.25436828799999994,0.18888739200000002,0.525598432,0.36543190399999997,0.75215536000000005,0.71342297599999982,0.38195481600000003,0.67352563200000004,0.41546556800000006,0.118635824,0.65666929600000012,0.28115943999999998,0.69574006399999999,0.48414015999999999,0.71867569600000003,0.32432697599999999,0.13328131199999999,0.52856963200000007,0.20088659199999997,0.66027835200000007,7.8422095999999997E-2,0.17844766400000001,0.69960502399999991,0.51693305600000006,0.52781481600000002,5.0411584000000002E-2,0.32325558399999998,0.39091791999999997,0.39612944000000005,0.60897590400000001,0.18202160000000001,0.26266416000000004,0.29217264000000004,0.14528203199999998,0.24940668800000002,0.75563599999999997,0.68963806400000005,0.52822076799999995,0.33857231999999998,0.28898118400000006,0.75367721599999993,0.71444823999999996,0.52870844799999994,0.32834633600000002,5.9253359999999998E-2,0.31140923199999998,0.10707385600000001,0.14563417599999998,0.17069369600000003,0.32771113600000001,0.19370264000000001,0.44068697600000001,7.8892863999999993E-2,0.479014736,0.26792518399999998,4.4852960000000011E-2,6.2835840000000004E-2,0.153355872,0.12812054399999998,0.12345305600000001,0.41318046400000003,0.281788704,0.100503968,0.646508992,0.37831366399999999,4.1754640000000003E-2,9.2652847999999996E-2,0.26913099200000001,6.5769551999999995E-2,0.19289119999999998,5.3513503999999996E-2,7.006390400000001E-2,0.50896851200000004,0.168376208,0.27933948800000002,5.7217008E-2,0.28929678400000003,0.39548198400000001,5.6059615999999993E-2,0.13414528000000001,8.1790431999999996E-2]
[545,1,0.50011000000000005,0.12114,4.197E-2,0.25477,6.6280000000000006E-2,0.11472,4.7800000000000002E-2,5.4420000000000003E-2,4.446E-2,0.19850000000000001,6.4189999999999997E-2,0.11373999999999999,7.7670000000000003E-2,0.39752999999999999,0.31513000000000002,0.10777,0.10580000000000001,0.17559,0.25935999999999998,0.18912999999999999,0.53576999999999997,0.37130999999999997,0.75548000000000004,0.72175999999999996,0.38845000000000002,0.67979000000000001,0.41646,0.11869,0.65956000000000004,0.28172999999999998,0.69789999999999996,0.48755999999999999,0.72001000000000004,0.32496999999999998,0.13367999999999999,0.52837000000000001,0.20293,0.66027000000000002,7.7770000000000006E-2,0.17596000000000001,0.6986,0.51304000000000005,0.52505999999999997,5.0360000000000002E-2,0.32146999999999998,0.39002999999999999,0.39412000000000003,0.60857000000000006,0.18056,0.25896000000000002,0.28742000000000001,0.14199999999999999,0.24412,0.75436999999999999,0.68608000000000002,0.52241000000000004,0.33312999999999998,0.28488000000000002,0.74963000000000002,0.71240999999999999,0.52398999999999996,0.3266,5.8779999999999999E-2,0.30556,0.10609,0.14202000000000001,0.16666,0.32279000000000002,0.19064,0.43523000000000001,7.7179999999999999E-2,0.47742000000000001,0.26280999999999999,4.4630000000000003E-2,6.1969999999999997E-2,0.14935000000000001,0.12631999999999999,0.12098,0.41066000000000003,0.28021000000000001,9.9970000000000003E-2,0.64587000000000006,0.37817000000000001,4.1070000000000002E-2,9.2609999999999998E-2,0.26663999999999999,6.4820000000000003E-2,0.19314999999999999,5.3580000000000003E-2,7.0190000000000002E-2,0.50807000000000002,0.16725000000000001,0.27914,5.7270000000000001E-2,0.28848000000000001,0.39574999999999999,5.6230000000000002E-2,0.13405,8.1930000000000003E-2]
[546,1,0.50181872000000005,0.121792448,4.1836176000000003E-2,0.26021177600000006,6.6872608E-2,0.11610846399999999,4.7833056000000006E-2,5.4424719999999996E-2,4.4008720000000008E-2,0.201199552,6.7187999999999998E-2,0.11733163200000001,7.6955391999999997E-2,0.39760207999999997,0.31554476800000003,0.10824955200000001,0.10826401600000002,0.17635548800000003,0.26487481600000001,0.18951331200000002,0.54581019200000003,0.37724297600000006,0.7586872480000002,0.72993231999999986,0.39465500799999997,0.68596694399999991,0.417522544,0.11874753600000001,0.66232126400000013,0.28236566399999996,0.70001238399999999,0.490759104,0.72129335999999988,0.325454144,0.13397329599999999,0.52812897599999986,0.20481887999999998,0.66018284799999993,7.7124640000000008E-2,0.17349208000000002,0.69762710400000005,0.50892360000000003,0.52222854399999996,5.030768E-2,0.319717696,0.38909580799999999,0.39214121600000001,0.608017472,0.179066736,0.25516900800000003,0.28256684800000004,0.13876699199999998,0.23885558400000001,0.75302656000000001,0.6824267839999999,0.51653854399999999,0.32761727999999996,0.28073623999999997,0.74548464000000003,0.71035611200000015,0.51925574400000007,0.324897088,5.836272E-2,0.29972768,0.10512195199999999,0.138488256,0.162705408,0.31793443200000004,0.18762176,0.42984227200000008,7.5400447999999995E-2,0.47584963200000002,0.25766796799999997,4.443443200000001E-2,6.1074655999999998E-2,0.14525203200000003,0.12451880000000001,0.11847179200000001,0.40821745600000003,0.27869835199999993,9.9507168000000007E-2,0.64530150400000008,0.37809254399999997,4.0394592000000007E-2,9.2415551999999998E-2,0.26415193599999998,6.3836000000000004E-2,0.19341764799999997,5.3705968000000007E-2,7.033270400000001E-2,0.50716403200000004,0.16618528000000002,0.27898779200000001,5.734736E-2,0.28770182399999999,0.39608905599999994,5.6762047999999996E-2,0.134055232,8.2083263999999989E-2]
[547,1,0.50368796799999993,0.122518368,4.1652672000000009E-2,0.265735744,6.7481632E-2,0.11755254400000001,4.7870256000000007E-2,5.4430288000000007E-2,4.3559776000000001E-2,0.204038528,7.0468304000000009E-2,0.12096518400000002,7.6245584000000019E-2,0.39764507200000004,0.31605302400000002,0.10872712000000001,0.11083843200000001,0.17715248,0.27090513599999994,0.190039552,0.55571064000000003,0.3832296,0.76177212800000005,0.73792736000000003,0.400577552,0.69205414400000009,0.418657008,0.118810192,0.66495696000000004,0.28307009599999999,0.70207963200000012,0.49373513600000002,0.72252787200000002,0.32579492799999998,0.134163952,0.52784961600000002,0.206552448,0.66001980800000004,7.6487935999999992E-2,0.17105032000000001,0.69668785599999994,0.50460830400000012,0.51932668800000004,5.0254496000000003E-2,0.318014144,0.38811664000000001,0.39019300800000006,0.60731776000000004,0.17754353600000003,0.25130254400000002,0.27762958400000004,0.13558867200000002,0.23362128000000001,0.75160513600000001,0.67868324799999991,0.51061187199999991,0.32204326400000005,0.27655344000000009,0.74124737600000001,0.70828972800000012,0.51451590400000002,0.32324644800000002,5.8002912000000011E-2,0.29391798400000002,0.10417486400000001,0.13504047999999999,0.15883169600000002,0.31315078400000007,0.18465342400000004,0.42452867200000011,7.3555808E-2,0.47430438400000008,0.25250576000000002,4.4267904000000004E-2,6.0149488000000001E-2,0.14106724800000003,0.12271761599999999,0.11593265600000001,0.40585246399999997,0.27725297600000004,9.9118480000000009E-2,0.64480204800000007,0.37808131200000006,3.9730096000000006E-2,9.2059664000000013E-2,0.261677616,6.2818031999999996E-2,0.193680032,5.3890944000000003E-2,7.0488928000000006E-2,0.50625299200000007,0.16518307200000001,0.2788832,5.7448032000000003E-2,0.28696291200000001,0.39649982400000006,5.7678432000000002E-2,0.13417731199999999,8.2247696000000009E-2]
[548,1,0.50572201600000011,0.12332412800000001,4.1456928000000004E-2,0.27133443200000007,6.8112335999999996E-2,0.11905150399999999,4.7910976000000001E-2,5.4435615999999999E-2,4.3115392000000002E-2,0.20703206399999999,7.4049887999999994E-2,0.12467305600000002,7.554857600000002E-2,0.39765934399999997,0.31665063999999998,0.10920284800000002,0.113517168,0.17796843200000001,0.277489296,0.19071307200000001,0.56544700799999992,0.389261264,0.76472452800000001,0.74572112000000002,0.40621425600000005,0.69804430399999995,0.41982603200000002,0.11885548800000001,0.66747921600000004,0.28381220799999995,0.70410464000000006,0.49648548799999992,0.72370814400000005,0.32601707200000002,0.13426676799999998,0.52755113600000014,0.20805505600000002,0.65979412800000004,7.5858192000000005E-2,0.16863128000000002,0.69578500799999998,0.50010732800000013,0.51635507199999997,5.0201392000000004E-2,0.31628195199999998,0.38709171199999998,0.38827248000000003,0.60646460800000002,0.17599009600000001,0.24737232000000003,0.27262552000000007,0.13245147200000001,0.22842705600000004,0.75009891200000012,0.67485235200000016,0.50463864000000003,0.31642204800000001,0.27233447999999999,0.73691083200000007,0.70621510399999998,0.50977182399999998,0.32165724799999995,5.7701743999999999E-2,0.28813548800000005,0.103259216,0.13167670400000001,0.15503934400000002,0.30843105600000004,0.18173092800000001,0.41928563200000002,7.1652287999999995E-2,0.47278161600000002,0.24733403200000001,4.4134016000000005E-2,5.9194800000000006E-2,0.13679646400000001,0.12091851199999999,0.113372,0.40356483199999998,0.27587519999999999,9.8725791999999993E-2,0.64437915200000018,0.37812288000000005,3.9077360000000012E-2,9.1593536000000003E-2,0.259238256,6.1766864000000005E-2,0.19389657600000001,5.413776E-2,7.0645552000000014E-2,0.50535627200000011,0.16425078400000004,0.27882116799999995,5.7571023999999998E-2,0.28625936000000002,0.396982112,5.9033375999999999E-2,0.13443451200000001,8.2413087999999995E-2]
[549,1,0.50792478399999996,0.12421532800000001,4.1304224000000007E-2,0.27699848000000005,6.87696E-2,0.120604224,4.7954336E-2,5.4439104000000009E-2,4.2677888000000004E-2,0.21019759999999998,7.7955151999999986E-2,0.128505808,7.4874368000000011E-2,0.39764361599999998,0.31733561599999999,0.10967705599999999,0.11629358400000001,0.17878838400000002,0.28468097599999997,0.19153883199999999,0.57498969599999994,0.39532700799999998,0.76753268799999996,0.75328576000000014,0.41155344000000005,0.70392854400000004,0.42097609599999997,0.11884934400000001,0.66990299199999992,0.28454535999999997,0.70609044799999998,0.49900744000000002,0.72482633600000002,0.32614825600000003,0.13430062400000001,0.52726073600000001,0.209226144,0.65952516800000005,7.5232527999999993E-2,0.16622831999999998,0.6949216800000001,0.49543019200000005,0.51331241599999988,5.0149647999999998E-2,0.31439887999999999,0.38601950400000001,0.38637571199999998,0.60544993599999997,0.17440545600000001,0.24339017600000001,0.26757217599999999,0.12933547200000001,0.22328363199999998,0.74849892800000006,0.67093641599999998,0.49862852800000002,0.31076939199999998,0.26808208,0.73246300799999997,0.70413687999999997,0.50502182399999995,0.320138688,5.7460415999999993E-2,0.28238435200000006,0.102387328,0.128396448,0.15132843200000001,0.30376260800000005,0.17884715199999998,0.41410675200000008,6.9697728E-2,0.47127756799999998,0.24216478399999999,4.4037087999999995E-2,5.821107200000001E-2,0.13243903999999998,0.11912476799999999,0.11080094400000001,0.40135432000000004,0.27456710400000001,9.8208864000000007E-2,0.6440432960000001,0.37819940800000001,3.8436944000000001E-2,9.1106848000000004E-2,0.25685849599999999,6.0683375999999997E-2,0.194018,5.4450255999999995E-2,7.0786175999999992E-2,0.50450155200000002,0.16339785600000001,0.278794816,5.7715376000000013E-2,0.28558580800000005,0.39753535999999995,6.0891599999999983E-2,0.13484571199999998,8.2566639999999997E-2]
[550,1,0.51029999999999998,0.12520000000000001,4.1230000000000003E-2,0.28272000000000003,6.9459999999999994E-2,0.12221,4.8000000000000001E-2,5.4440000000000002E-2,4.2250000000000003E-2,0.21354999999999999,8.2199999999999995E-2,0.13250000000000001,7.4230000000000004E-2,0.39760000000000001,0.31809999999999999,0.11015,0.11916,0.17960000000000001,0.29249999999999998,0.19252,0.58431999999999995,0.40142,0.77019000000000004,0.76060000000000005,0.41659000000000002,0.7097,0.42207,0.11877,0.67223999999999995,0.28523999999999999,0.70804,0.50129999999999997,0.72587999999999997,0.32621,0.13428000000000001,0.52700000000000002,0.21,0.65922999999999998,7.4609999999999996E-2,0.16384000000000001,0.69410000000000005,0.49059000000000003,0.51019999999999999,5.0099999999999999E-2,0.31229000000000001,0.38490000000000002,0.38450000000000001,0.60426999999999997,0.17279,0.23937,0.26249,0.12623000000000001,0.21820000000000001,0.74680000000000002,0.66693999999999998,0.49258999999999997,0.30509999999999998,0.26379999999999998,0.72789999999999999,0.70206000000000002,0.50026999999999999,0.31869999999999998,5.7279999999999998E-2,0.27667000000000003,0.10156999999999999,0.12520000000000001,0.1477,0.29914000000000002,0.17599999999999999,0.40899000000000002,6.7699999999999996E-2,0.46978999999999999,0.23701,4.3979999999999998E-2,5.7200000000000001E-2,0.128,0.11734,0.10823000000000001,0.39922000000000002,0.27333000000000002,9.7489999999999993E-2,0.64380000000000004,0.37830000000000003,3.7810000000000003E-2,9.0660000000000004E-2,0.25456000000000001,5.9569999999999998E-2,0.19400999999999999,5.4829999999999997E-2,7.0900000000000005E-2,0.50370999999999999,0.16263,0.27879999999999999,5.7880000000000001E-2,0.28494000000000003,0.39816000000000001,6.3299999999999995E-2,0.13542999999999999,8.2699999999999996E-2]
[551,1,0.51285108800000001,0.12628928,4.1233280000000011E-2,0.28849313599999998,7.0191855999999997E-2,0.123868848,4.8048543999999999E-2,5.4438896000000007E-2,4.1834624000000001E-2,0.21710067199999999,8.6788768000000002E-2,0.136656896,7.3617552000000003E-2,0.39753603199999998,0.31892913600000006,0.11062180799999999,0.122108208,0.18039691199999999,0.30091489599999999,0.19365707199999999,0.59343567999999991,0.40753958400000001,0.77269708800000003,0.76765403200000004,0.42133720000000002,0.71535576000000001,0.42310440000000005,0.118632736,0.6744955359999999,0.28589971199999997,0.70995576000000005,0.50336457599999995,0.72687408000000009,0.326214,0.134210512,0.52677321600000004,0.21037345599999996,0.65891334400000001,7.3992687999999987E-2,0.16147308800000001,0.69332044800000014,0.485606608,0.50702358400000003,5.0052303999999992E-2,0.30997955199999999,0.38373531199999994,0.38264496000000003,0.60292705600000007,0.17114612800000004,0.23532670399999997,0.25740086400000006,0.12313996800000002,0.21318231999999995,0.74500300800000008,0.66287051199999991,0.48652895999999995,0.29942534399999993,0.25949292799999996,0.72323094399999999,0.69998923200000007,0.49552865599999996,0.31734932799999999,5.7161231999999999E-2,0.270999296,0.10081388799999999,0.12208879999999998,0.14415630400000001,0.29456944000000002,0.173195296,0.40394040000000003,6.5665743999999998E-2,0.46831934399999997,0.23187987199999999,4.396316799999999E-2,5.6164640000000002E-2,0.12349203199999999,0.11556622400000001,0.10566708800000001,0.39716004800000004,0.27216368000000002,9.6581312000000002E-2,0.64364665600000004,0.3784249280000001,3.7198496000000005E-2,9.0238799999999994E-2,0.25235673599999997,5.8430655999999997E-2,0.1938648,5.5275088000000007E-2,7.0985872000000005E-2,0.50298496000000004,0.16194667200000001,0.27883705599999992,5.8063744E-2,0.28432430400000003,0.39885761600000003,6.6272304000000004E-2,0.13620558399999996,8.2812623999999974E-2]
[552,1,0.51558097599999997,0.12749356799999997,4.1321888000000001E-2,0.29431003200000005,7.0972735999999995E-2,0.12558054399999999,4.8100496000000006E-2,5.4436096000000003E-2,4.1434431999999993E-2,0.220863424,9.172612799999999E-2,0.14098105600000002,7.3040096000000013E-2,0.39745862399999998,0.31981135999999999,0.11109276800000002,0.12513004799999999,0.18117267200000001,0.30990193600000004,0.19495075199999998,0.60233156799999998,0.41368350399999992,0.77505364799999998,0.77443704000000013,0.42580881600000003,0.72089254400000002,0.42407083199999995,0.11846116800000002,0.67667577599999984,0.28652204799999997,0.71184000000000014,0.50520276800000008,0.72781150400000005,0.32617307200000006,0.13409908799999998,0.52658369599999999,0.21033417600000001,0.65857764799999996,7.3381952E-2,0.15913248000000002,0.69258348800000002,0.48049788799999998,0.50378803200000011,5.0006592000000009E-2,0.30748035200000001,0.38252699200000001,0.38080983999999996,0.60142196799999992,0.16947585600000001,0.23127392000000002,0.25232480000000002,0.12006715200000001,0.208236896,0.7431077920000001,0.65873475200000009,0.48045144000000001,0.29375692799999997,0.25516503999999995,0.71846275199999987,0.69792926399999999,0.49080774400000005,0.31609372800000002,5.7104703999999999E-2,0.265378528,0.100125536,0.11906390400000003,0.14069918399999998,0.29005457600000001,0.17043708799999999,0.39896139200000003,6.3602288000000007E-2,0.46686553600000003,0.22678443200000004,4.3987135999999996E-2,5.5108160000000003E-2,0.11892694400000002,0.11380491200000001,0.10312031999999999,0.39517251199999998,0.27106824000000002,9.5483152000000002E-2,0.64358203200000019,0.37857200000000008,3.6604160000000011E-2,8.9835776000000006E-2,0.25026265600000003,5.7269024000000002E-2,0.19357273599999997,5.578408E-2,7.1041632000000021E-2,0.50232971200000009,0.16134798400000003,0.27890532800000001,5.8265584000000009E-2,0.28374024000000003,0.39962931200000001,6.9823055999999994E-2,0.137190272,8.2903327999999998E-2]
[553,1,0.51849334400000002,0.12883001599999999,4.1476256000000003E-2,0.300169568,7.1816656000000006E-2,0.12734567999999999,4.8157008000000001E-2,5.4433536000000005E-2,4.1054560000000004E-2,0.22484217599999998,9.7011807999999991E-2,0.145492336,7.2495840000000006E-2,0.39738001600000006,0.32071342399999997,0.11156284800000001,0.12821260800000001,0.181918832,0.31937265599999998,0.19639859199999998,0.61102433600000006,0.41985894400000001,0.77727044800000011,0.78094516800000002,0.43000195200000002,0.72630804800000015,0.42496742399999998,0.11822504000000002,0.67878489599999992,0.28711974399999995,0.71369624000000009,0.50681895999999993,0.72870940800000006,0.326090304,0.13395022400000003,0.52645489600000006,0.20990961599999999,0.65825323199999997,7.2783136000000012E-2,0.15683339200000002,0.69188860800000007,0.47528692800000011,0.50050192000000004,4.996192E-2,0.30481443199999997,0.38128035200000004,0.37899495999999994,0.59976640000000003,0.16778398400000002,0.22723705600000005,0.247298816,0.117028336,0.20336787200000001,0.74112073599999995,0.65454563200000004,0.47436359999999994,0.28810955199999999,0.25082499199999997,0.71361624000000001,0.6958872960000001,0.48613195200000003,0.31494588800000006,5.7111535999999997E-2,0.25981840000000006,9.9515024000000007E-2,0.116128288,0.13733342399999998,0.28561243200000003,0.16773936,0.39406462400000003,6.1519471999999999E-2,0.46543060800000008,0.22173931199999999,4.4050944000000009E-2,5.4036720000000003E-2,0.11432929600000001,0.11206544,0.10060155200000001,0.39325425600000002,0.27004312000000003,9.4205232E-2,0.64359676799999999,0.37875211200000003,3.6030303999999999E-2,8.9478112000000012E-2,0.24829697600000003,5.6094112000000002E-2,0.19313819199999999,5.6351392E-2,7.1071792000000009E-2,0.50176206400000001,0.16082913600000001,0.27900911999999994,5.8483663999999998E-2,0.28319577600000007,0.40047964800000008,7.3957728E-2,0.13840656000000001,8.2975471999999995E-2]
[554,1,0.52159203199999993,0.13031942399999999,4.1659984000000004E-2,0.30607366400000002,7.2740896000000013E-2,0.12916529599999999,4.8219680000000001E-2,5.4434096000000001E-2,4.0701328000000002E-2,0.22903612800000001,0.102641248,0.150213456,7.1980063999999996E-2,0.39731580800000005,0.32159116799999998,0.11203188800000001,0.13134052799999998,0.18262691200000003,0.32920025600000002,0.19799619199999999,0.619543344,0.42607830400000002,0.77936468799999992,0.78717961599999986,0.43390860799999997,0.73160099200000006,0.42579953599999998,0.11787611200000001,0.68082529599999997,0.28771663999999997,0.71552847999999991,0.5082193920000001,0.72959259199999993,0.32596265600000002,0.13376616,0.52641713599999995,0.209154496,0.65798153599999987,7.2203840000000005E-2,0.15459694399999999,0.69123452800000007,0.46999988799999998,0.49717612799999994,4.9916767999999993E-2,0.30202115199999996,0.380002752,0.37720144,0.59797795200000003,0.16607691199999999,0.223247152,0.24236803199999998,0.11404936,0.19857788799999998,0.73905215999999996,0.650319392,0.46827127999999996,0.28249913599999998,0.24648366399999999,0.70872060800000003,0.69387172799999997,0.48153391999999995,0.31392076799999996,5.7183008E-2,0.25433187199999996,9.8993472000000013E-2,0.113285952,0.134065344,0.28126780800000006,0.16512179200000002,0.38926649599999996,5.9428415999999998E-2,0.46401792000000003,0.21676259199999998,4.4152511999999998E-2,5.2958240000000004E-2,0.109731008,0.11036068800000001,9.8124143999999996E-2,0.39140135999999998,0.26908727999999998,9.2772992000000012E-2,0.64367654399999996,0.37898374400000001,3.5481088000000001E-2,8.9200128000000004E-2,0.24648025599999998,5.4917759999999996E-2,0.192576368,5.6968944000000007E-2,7.1085471999999997E-2,0.50130409600000003,0.160382048,0.27915563199999999,5.8715744E-2,0.28270259200000003,0.401414944,7.8671999999999992E-2,0.13987900799999997,8.3035775999999992E-2]
[555,1,0.52488000000000001,0.13197999999999999,4.1849999999999998E-2,0.31202000000000002,7.3760000000000006E-2,0.13103999999999999,4.829E-2,5.4440000000000002E-2,4.0379999999999999E-2,0.23344999999999999,0.10861,0.15515999999999999,7.1489999999999998E-2,0.39728000000000002,0.32240999999999997,0.1125,0.13450000000000001,0.18329000000000001,0.33928000000000003,0.19974,0.62790999999999997,0.43235000000000001,0.78134999999999999,0.79313999999999996,0.43752999999999997,0.73677000000000004,0.42657,0.1174,0.68279999999999996,0.28832999999999998,0.71733999999999998,0.50941000000000003,0.73048000000000002,0.32579000000000002,0.13355,0.52649000000000001,0.20810999999999999,0.65778999999999999,7.1650000000000005E-2,0.15243999999999999,0.69062000000000001,0.46466000000000002,0.49381999999999998,4.9869999999999998E-2,0.29914000000000002,0.37869999999999998,0.37542999999999999,0.59606999999999999,0.16436000000000001,0.21933,0.23757,0.11115,0.19386999999999999,0.73690999999999995,0.64607000000000003,0.46217999999999998,0.27694000000000002,0.24215,0.70379999999999998,0.69189000000000001,0.47704000000000002,0.31302999999999997,5.7320000000000003E-2,0.24893000000000001,9.8570000000000005E-2,0.11054,0.13089999999999999,0.27704000000000001,0.16259999999999999,0.38457999999999998,5.7340000000000002E-2,0.46262999999999999,0.21187,4.4290000000000003E-2,5.1880000000000003E-2,0.10516,0.1087,9.5699999999999993E-2,0.38961000000000001,0.26819999999999999,9.1209999999999999E-2,0.64380999999999999,0.37928000000000001,3.4959999999999998E-2,8.9020000000000002E-2,0.24482999999999999,5.3749999999999999E-2,0.19189999999999999,5.7630000000000001E-2,7.109E-2,0.50097000000000003,0.16,0.27934999999999999,5.8959999999999999E-2,0.28227000000000002,0.40244000000000002,8.3960000000000007E-2,0.14163000000000001,8.3089999999999997E-2]
[556,1,0.52835756799999989,0.13382195200000002,4.2048687999999994E-2,0.31799868799999997,7.488051200000001E-2,0.13296889599999998,4.8368927999999999E-2,5.4451599999999996E-2,4.0092479999999993E-2,0.23810508800000002,0.11491384,0.16033553599999997,7.102857600000001E-2,0.39728172799999995,0.32316390399999995,0.11296819200000001,0.13768203200000001,0.18390588800000002,0.34957344000000007,0.201628896,0.63612177599999997,0.43867022400000005,0.78322919999999996,0.79882115199999992,0.44087872,0.74181350400000012,0.427272704,0.11679956799999999,0.68471414399999997,0.28895544000000001,0.71913177600000011,0.51039574399999998,0.73137281599999993,0.32558107200000003,0.133307552,0.52667288000000001,0.20677644799999997,0.65767918399999992,7.1122624000000009E-2,0.15036635200000001,0.69004396800000001,0.45928139200000001,0.49043830399999994,4.9821824000000001E-2,0.29616443199999998,0.37737334400000005,0.373680448,0.59404294400000002,0.16263536000000001,0.21549600000000002,0.23291971200000003,0.108331872,0.18924832,0.73469510399999982,0.64180473599999999,0.45609427200000002,0.271441504,0.23782703999999999,0.698863232,0.68994665600000005,0.47265768000000002,0.31227536,5.7522127999999992E-2,0.24361840000000001,9.824736000000002E-2,0.107890816,0.12783852799999998,0.27293182399999999,0.16017696000000001,0.38000758399999995,5.5264224000000001E-2,0.46126692800000002,0.20707032,4.4462175999999999E-2,5.0807168000000007E-2,0.10063193599999999,0.10708464000000002,9.3336368000000003E-2,0.38787696000000005,0.26738140800000004,8.9515344000000011E-2,0.64399449600000003,0.37963791999999996,3.4468288E-2,8.8941040000000013E-2,0.24335441600000002,5.2595280000000001E-2,0.19111404799999998,5.8331760000000003E-2,7.1087328000000005E-2,0.50075972800000002,0.159681984,0.27959132799999997,5.9215791999999996E-2,0.28190014399999996,0.40355532800000005,8.9811039999999995E-2,0.14367568,8.3140863999999995E-2]
[557,1,0.53202366400000001,0.13585497600000002,4.2247696000000001E-2,0.32400100800000003,7.6108176000000013E-2,0.13495064000000001,4.8457567999999999E-2,5.4469296000000007E-2,3.9839999999999993E-2,0.24302697600000001,0.12154348800000002,0.16574361600000001,7.0598559999999991E-2,0.39733121600000004,0.32385086400000002,0.11343788800000001,0.14087764799999999,0.18447515200000003,0.36003593600000011,0.20366083200000001,0.64417697600000001,0.44503398400000005,0.78500628800000016,0.80422108800000003,0.44396155200000004,0.7467310880000001,0.42790430400000007,0.11603272000000001,0.68657209599999991,0.28958814400000005,0.72090391999999992,0.51118320000000006,0.73227068799999995,0.32534262400000002,0.13304358400000002,0.52696609600000011,0.20516225599999999,0.65765291200000009,7.0622496000000007E-2,0.14837891199999997,0.68950460800000013,0.45387628800000002,0.48703584,4.9772639999999993E-2,0.293062512,0.37602379200000002,0.37195312000000003,0.5918964000000001,0.16090502400000001,0.21175321600000005,0.22842841600000002,0.10559657600000003,0.184715712,0.73240881599999985,0.63753091200000012,0.45001759999999996,0.26601131200000006,0.23351691200000002,0.69391992000000002,0.68804593599999997,0.46839267199999995,0.31165548799999998,5.7788416000000002E-2,0.23840223999999999,9.8025584000000013E-2,0.10533836800000002,0.12488150399999998,0.26894555200000003,0.15785472000000003,0.37555094400000005,5.3212031999999999E-2,0.45992892800000001,0.202371152,4.4666783999999994E-2,4.9745680000000007E-2,9.616385600000002E-2,0.10551624,9.1039391999999997E-2,0.38619857600000002,0.26663152000000001,8.7684752000000019E-2,0.64422660799999998,0.38005403199999999,3.4006783999999998E-2,8.8979632000000003E-2,0.24205769599999999,5.1458032000000001E-2,0.19023163199999998,5.9070751999999997E-2,7.1081712000000005E-2,0.50067358400000006,0.159427136,0.27987863999999996,5.9482703999999997E-2,0.28159529599999999,0.40476108800000005,9.6199728000000012E-2,0.14603104,8.3193232000000006E-2]
[558,1,0.53588264000000008,0.13809824000000004,4.2463743999999998E-2,0.33001316800000008,7.745792E-2,0.13698670400000001,4.8557648000000002E-2,5.4495071999999999E-2,3.9628880000000005E-2,0.24821606400000004,0.12849977600000001,0.17138105599999998,7.0197664000000007E-2,0.39744150400000006,0.32443254399999999,0.113908624,0.14407270400000002,0.18498809600000002,0.37056875200000006,0.205833408,0.65209633600000005,0.45145142399999993,0.78669393600000004,0.80933630400000012,0.44681806400000001,0.75152003200000006,0.42846758400000001,0.11529867200000002,0.68837716799999993,0.29024964799999997,0.72266086400000018,0.51177681600000002,0.73319447999999998,0.32507625600000006,0.13276201600000001,0.52736427200000002,0.20330102400000002,0.65770512000000003,7.0155648000000001E-2,0.146496032,0.68900124800000018,0.44847046399999996,0.48362185599999996,4.9720736000000008E-2,0.289991952,0.37465720000000002,0.37024763199999999,0.58964513600000001,0.15917468800000004,0.20812907200000003,0.22413712000000002,0.10296384,0.18027686400000001,0.73005844799999997,0.63326220799999999,0.44395660800000003,0.26066576000000002,0.22922966400000003,0.68899372800000003,0.68619561600000001,0.46427310399999999,0.31118489599999999,5.8120464000000004E-2,0.23329248,9.7917247999999998E-2,0.10288624,0.12203480000000003,0.26510096000000005,0.15565071999999999,0.37122446399999998,5.1193680000000005E-2,0.45861828800000004,0.19778918400000003,4.4903231999999994E-2,4.8702432000000004E-2,9.1782816000000017E-2,0.10399872,8.8822656E-2,0.38457083200000003,0.26594995199999999,8.578288000000002E-2,0.64449608000000003,0.38054182400000008,3.3579840000000007E-2,8.9073744000000024E-2,0.24096161599999996,5.0348623999999995E-2,0.18925809600000001,5.9841104000000006E-2,7.1078175999999993E-2,0.50070656000000002,0.159225328,0.28021683200000003,5.9758815999999999E-2,0.28136476799999999,0.40606188799999998,0.103135216,0.14871904,8.3251040000000012E-2]
[559,1,0.53994065599999996,0.14057414400000001,4.2726752000000007E-2,0.336017968,7.8947663999999987E-2,0.13907956800000001,4.8671168000000001E-2,5.4531408000000003E-2,3.9467200000000001E-2,0.25366435199999998,0.13578694399999999,0.17723929599999999,6.9821968000000012E-2,0.39762659199999995,0.32485854399999997,0.11437928,0.14725128000000001,0.18543159999999997,0.38105508800000004,0.20814414399999998,0.659908096,0.45793782400000005,0.78830774400000003,0.81416279999999996,0.44950417600000003,0.75617681599999997,0.428967824,0.11490518399999999,0.69013223999999995,0.29097091199999997,0.724408528,0.51218035200000001,0.73417219199999995,0.32478180800000001,0.13246644799999999,0.52785612799999992,0.201234832,0.657821408,6.9729840000000001E-2,0.14474131200000001,0.6885335680000001,0.44309431999999999,0.48020707200000001,4.9663631999999999E-2,0.287189152,0.37328100800000003,0.36856326400000006,0.58730907199999993,0.15745131199999998,0.204657328,0.22009670399999998,0.10045942400000001,0.17593713599999999,0.72765327999999985,0.62901438399999998,0.43791897600000007,0.25542412799999997,0.224978016,0.68411305599999994,0.684404656,0.460334576,0.31088334400000001,5.8520752000000002E-2,0.22830191999999999,9.7939232000000015E-2,0.10053923199999999,0.11930609599999999,0.26142364800000001,0.15358768,0.36704686400000008,4.9219248E-2,0.45733796799999998,0.19334409599999999,4.5171519999999993E-2,4.7684704000000001E-2,8.751929600000001E-2,0.10253592,8.6702319999999999E-2,0.38298948800000004,0.26533622400000001,8.3903648000000011E-2,0.64479043200000008,0.38112041600000002,3.3193055999999999E-2,8.9124016E-2,0.24009385600000002,4.9279455999999999E-2,0.18819632,6.0636176E-2,7.1081999999999992E-2,0.50084873600000002,0.1590628,0.28061270399999999,6.0041727999999996E-2,0.28122024000000001,0.40746372800000003,0.11063822400000002,0.15176519999999999,8.3317967999999992E-2]
[560,1,0.54420000000000002,0.14330000000000001,4.3049999999999998E-2,0.34200000000000003,8.0589999999999995E-2,0.14122999999999999,4.8800000000000003E-2,5.4579999999999997E-2,3.9359999999999999E-2,0.25938,0.1434,0.18331,6.9470000000000004E-2,0.39789999999999998,0.3251,0.11484999999999999,0.15040000000000001,0.18579999999999999,0.39140000000000003,0.21059,0.66762999999999995,0.46450000000000002,0.78986000000000001,0.81869999999999998,0.45206000000000002,0.76070000000000004,0.42941000000000001,0.11502999999999999,0.69184000000000001,0.29176999999999997,0.72614999999999996,0.51239999999999997,0.73521999999999998,0.32446000000000003,0.13216,0.52842999999999996,0.19900000000000001,0.65798999999999996,6.9349999999999995E-2,0.14313000000000001,0.68810000000000004,0.43776999999999999,0.4768,4.9599999999999998E-2,0.28478999999999999,0.37190000000000001,0.3669,0.58489999999999998,0.15573999999999999,0.20136000000000001,0.21634,9.8100000000000007E-2,0.17169999999999999,0.72519999999999996,0.62480000000000002,0.43191000000000002,0.25030000000000002,0.22076999999999999,0.67930000000000001,0.68267999999999995,0.45660000000000001,0.31075999999999998,5.8990000000000001E-2,0.22344,9.8100000000000007E-2,9.8299999999999998E-2,0.1167,0.25792999999999999,0.15168000000000001,0.36303000000000002,4.7300000000000002E-2,0.45609,0.18905,4.5469999999999997E-2,4.6699999999999998E-2,8.3400000000000002E-2,0.10113,8.4690000000000001E-2,0.38145000000000001,0.26479000000000003,8.2110000000000002E-2,0.64510000000000001,0.38179999999999997,3.2849999999999997E-2,8.9069999999999996E-2,0.23946999999999999,4.8259999999999997E-2,0.18706,6.1449999999999998E-2,7.1099999999999997E-2,0.50109000000000004,0.15892999999999999,0.28106999999999999,6.0330000000000002E-2,0.28116999999999998,0.40897,0.1187,0.15518999999999999,8.3400000000000002E-2]
[561,1,0.54865662400000004,0.14628379200000002,4.3429488000000002E-2,0.34795054400000008,8.2387935999999995E-2,0.14343582400000002,4.8945888000000007E-2,5.4641519999999999E-2,3.9307328000000002E-2,0.265393184,0.15132035199999999,0.18958945600000002,6.9145520000000002E-2,0.39827259200000004,0.32516452800000001,0.115322864,0.15351025600000001,0.186099296,0.40155254400000001,0.21316796800000001,0.67526145599999987,0.47113116799999999,0.79135617599999997,0.82295166399999997,0.45449264000000006,0.76509112000000001,0.42979798400000002,0.11564259199999999,0.69350342400000009,0.292642656,0.72788416,0.51244529599999999,0.73633500799999996,0.32411411200000001,0.13184548799999998,0.52908203199999992,0.19661769600000001,0.65821201600000001,6.9016415999999997E-2,0.14166358399999998,0.68769745600000021,0.432506432,0.47340507200000004,4.9530400000000002E-2,0.28277462400000009,0.37051452800000001,0.36525899199999995,0.58241662399999994,0.154042656,0.19824039999999998,0.21287105599999998,9.5886592000000007E-2,0.16756622399999999,0.7227002079999999,0.62062568000000018,0.425931424,0.24529758400000001,0.21660615999999999,0.67456484800000005,0.68102494399999991,0.45307139200000002,0.31080761600000001,5.9526064000000004E-2,0.21871041599999999,9.8394527999999995E-2,9.6167599999999992E-2,0.114215936,0.25462096000000001,0.14992851200000001,0.35917424000000003,4.5448207999999997E-2,0.45487478400000003,0.184912032,4.5794831999999994E-2,4.5755391999999999E-2,7.9443759999999988E-2,9.9781871999999994E-2,8.2789903999999997E-2,0.37994832000000001,0.26431105600000004,8.0411983999999992E-2,0.64542049599999984,0.38257596800000004,3.2551055999999995E-2,8.8918495999999986E-2,0.23908647999999999,4.7295407999999997E-2,0.185875648,6.2278480000000004E-2,7.1140320000000007E-2,0.50142684800000004,0.15882540799999997,0.28158763199999992,6.0623711999999989E-2,0.28121671999999992,0.41058012800000004,0.12727060800000001,0.159004496,8.3506047999999999E-2]
[562,1,0.55330696000000001,0.14953416000000003,4.3879743999999998E-2,0.35386132800000009,8.4344879999999983E-2,0.14569518400000001,4.9110928000000012E-2,5.4717151999999991E-2,3.9310000000000012E-2,0.27172662400000003,0.15953097600000005,0.19607185599999999,6.8852624000000015E-2,0.39875430399999995,0.32505590400000001,0.115799584,0.15657302400000001,0.18633409599999998,0.41145787200000006,0.215875648,0.68280513600000015,0.47782726400000003,0.79280241600000012,0.82692118400000014,0.45681478399999997,0.769351232,0.43013790399999996,0.116790432,0.69512548800000007,0.29358908799999994,0.72961086400000008,0.51232537599999994,0.73751800000000001,0.32374681599999999,0.13152561600000001,0.52980955200000002,0.19411102400000002,0.65848832000000002,6.8730208000000001E-2,0.14034611200000002,0.68732324800000011,0.427314784,0.47002705600000005,4.9454976000000005E-2,0.28118243200000004,0.36912560000000005,0.36364131199999999,0.57986049600000011,0.152361728,0.19530483199999998,0.20969863999999996,9.3822720000000012E-2,0.16353694400000002,0.72015588799999997,0.61649844799999998,0.41998556800000009,0.24042208000000001,0.21248838399999997,0.66991932800000009,0.67944297600000003,0.44975406400000001,0.31102153599999999,6.0127103999999994E-2,0.21411736000000003,9.881956800000001E-2,9.4141519999999992E-2,0.11185400000000002,0.25150008000000001,0.14833679999999999,0.35548190400000002,4.3675520000000002E-2,0.45369300800000001,0.18093662400000002,4.6142671999999989E-2,4.4857712000000001E-2,7.5670176000000006E-2,9.8493120000000003E-2,8.1007376000000006E-2,0.37848099200000007,0.263898992,7.8839040000000013E-2,0.64574695999999987,0.38344638400000003,3.2297360000000004E-2,8.8652064000000003E-2,0.23894217600000001,4.6392463999999994E-2,0.18466665600000001,6.3117664000000004E-2,7.121089600000001E-2,0.50185672000000003,0.15874612799999999,0.282165632,6.0922735999999998E-2,0.28136436799999998,0.41229436799999997,0.136308176,0.16321943999999999,8.3644880000000005E-2]
[563,1,0.558142256,0.15305588800000003,4.433024E-2,0.35971387200000005,8.6460223999999988E-2,0.14800414400000003,4.9296127999999995E-2,5.4805424000000005E-2,3.9364032E-2,0.27844886400000007,0.16799712,0.202743056,6.8593728000000007E-2,0.39936201599999999,0.32480536000000004,0.11628438399999999,0.15958107200000002,0.18652153599999999,0.42106808000000001,0.21870596800000003,0.690249216,0.48456880000000002,0.79420409599999997,0.83062022400000002,0.45903212800000004,0.77348590400000017,0.43043286400000003,0.11820971199999999,0.696707152,0.29459015999999999,0.73132364800000005,0.51205473600000007,0.73874867200000005,0.32335959999999997,0.131201344,0.530581792,0.19151011200000004,0.65879734400000001,6.8487760000000009E-2,0.13916768000000004,0.68697096000000002,0.42219185600000003,0.46666904000000003,4.9375952000000008E-2,0.27979847999999996,0.36773027200000008,0.362048912,0.57721796800000003,0.15069704,0.19253926400000004,0.20680014400000002,9.1899328000000002E-2,0.15960934400000001,0.71756796800000011,0.6124231360000002,0.41406995200000002,0.23567065600000001,0.20841020800000004,0.66536988800000008,0.67793604799999996,0.44663329599999996,0.31137761599999997,6.0788704000000006E-2,0.20966110400000001,9.9358288000000017E-2,9.221832000000002E-2,0.10961006400000001,0.24855672000000001,0.14689372800000003,0.35194468800000001,4.1998912000000006E-2,0.45254411200000005,0.17712113600000001,4.6505871999999997E-2,4.4016911999999998E-2,7.2098272000000005E-2,9.7257648000000002E-2,7.9340447999999994E-2,0.37704006400000001,0.26355428800000008,7.7354655999999994E-2,0.64607654400000014,0.38439479999999993,3.2085903999999998E-2,8.8333471999999996E-2,0.23901595199999998,4.5550079999999993E-2,0.18348910400000001,6.3961728000000009E-2,7.1325312000000002E-2,0.50235419200000009,0.15869316799999997,0.28279795200000002,6.1228560000000001E-2,0.28161081599999999,0.41410756799999998,0.145701424,0.16784422400000001,8.3830591999999995E-2]
[564,1,0.56315027200000001,0.15685049600000001,4.4671216E-2,0.365485856,8.8729887999999993E-2,0.150357344,4.9502048E-2,5.4903536000000003E-2,3.9462464000000003E-2,0.28565254400000001,0.176673424,0.20958481599999998,6.8371391999999989E-2,0.40011532799999999,0.32446265600000002,0.11678294399999999,0.16252872000000002,0.18668649599999998,0.43034476799999999,0.22164972800000002,0.69757265599999996,0.49132721600000001,0.79556529600000003,0.83406518399999996,0.46114323199999996,0.77750329600000001,0.43068502400000003,0.11947227199999999,0.69824841599999998,0.29561483199999999,0.73301251200000006,0.51165097599999998,0.73999422400000003,0.32295358400000002,0.13087267199999997,0.53135563199999991,0.18884672000000002,0.65910836799999994,6.8282592000000003E-2,0.138109968,0.68663219200000003,0.41712580799999999,0.46333270399999993,4.9296767999999998E-2,0.27827444800000006,0.36632310400000001,0.36048435200000001,0.57446656000000007,0.149046752,0.189917376,0.20413404800000001,9.0099296000000009E-2,0.15577830400000001,0.71493612800000006,0.60840262399999989,0.40817929600000002,0.23103523199999998,0.204360192,0.660918848,0.67650480000000002,0.44368196799999993,0.31184009600000001,6.1504783999999993E-2,0.20533916799999999,9.9985408000000012E-2,9.0392639999999996E-2,0.10747724800000001,0.24577144000000004,0.145579456,0.34854771200000001,4.0437984000000003E-2,0.451426736,0.17345732800000002,4.6874431999999994E-2,4.3244352E-2,6.8745727999999992E-2,9.6065536000000007E-2,7.7782639999999986E-2,0.37561561599999999,0.26327782400000005,7.5886991999999986E-2,0.64640812799999992,0.38539593599999999,3.1911327999999996E-2,8.8068720000000003E-2,0.239274288,4.4763056000000002E-2,0.182416512,6.4804271999999996E-2,7.1500127999999982E-2,0.50288382399999998,0.15867036799999998,0.28347507199999999,6.1543663999999998E-2,0.281950384,0.41601148800000004,0.15530019199999998,0.17288588800000004,8.4080383999999994E-2]
[565,1,0.56832000000000005,0.16092000000000001,4.4839999999999998E-2,0.37115999999999999,9.1149999999999995E-2,0.15275,4.9730000000000003E-2,5.5010000000000003E-2,3.9600000000000003E-2,0.29341,0.18551999999999999,0.21657999999999999,6.8190000000000001E-2,0.40103,0.32407000000000002,0.1173,0.16541,0.18684999999999999,0.43924999999999997,0.22470000000000001,0.70476000000000005,0.49808000000000002,0.79688999999999999,0.83726999999999996,0.46315000000000001,0.78141000000000005,0.43090000000000001,0.12031,0.69974999999999998,0.29664000000000001,0.73467000000000005,0.51112999999999997,0.74123000000000006,0.32252999999999998,0.13053999999999999,0.53210000000000002,0.18615000000000001,0.65939999999999999,6.8110000000000004E-2,0.13716,0.68630000000000002,0.41210999999999998,0.46001999999999998,4.922E-2,0.27639000000000002,0.3649,0.35894999999999999,0.57159000000000004,0.14741000000000001,0.18742,0.20166999999999999,8.8410000000000002E-2,0.15204000000000001,0.71226,0.60443999999999998,0.40231,0.22650999999999999,0.20033000000000001,0.65656999999999999,0.67515000000000003,0.44087999999999999,0.31237999999999999,6.2269999999999999E-2,0.20115,0.10068000000000001,8.8660000000000003E-2,0.10545,0.24313000000000001,0.14438000000000001,0.34527999999999998,3.9010000000000003E-2,0.45034000000000002,0.16994000000000001,4.7239999999999997E-2,4.2549999999999998E-2,6.5629999999999994E-2,9.4909999999999994E-2,7.6329999999999995E-2,0.37419999999999998,0.26307000000000003,7.4399999999999994E-2,0.64673999999999998,0.38643,3.177E-2,8.7919999999999998E-2,0.23968999999999999,4.403E-2,0.18151,6.5640000000000004E-2,7.1749999999999994E-2,0.50341999999999998,0.15867999999999999,0.28419,6.1870000000000001E-2,0.28238000000000002,0.41799999999999998,0.16497999999999999,0.17835000000000001,8.4409999999999999E-2]
[566,1,0.57364412800000009,0.16526784,4.4849503999999998E-2,0.37672905600000001,9.3717503999999979E-2,0.15517897599999997,4.9983423999999999E-2,5.5127040000000002E-2,3.9776512E-2,0.30173228800000007,0.19451319999999997,0.22372555199999999,6.8059648E-2,0.40211004799999994,0.32364718400000009,0.117837808,0.16821836800000003,0.18702163199999997,0.447747232,0.22785633600000002,0.71181292800000007,0.50482257599999991,0.79818203199999993,0.84024111999999995,0.46506718399999997,0.785208032,0.43108505600000002,0.12076641600000002,0.70121459200000003,0.29766700800000001,0.73629628800000002,0.51050240000000002,0.74245587200000007,0.32209043199999998,0.13020492799999997,0.532811696,0.18344121600000002,0.659670592,6.7970527999999988E-2,0.13632078399999997,0.68597196800000004,0.40715332799999998,0.45673388799999998,4.9145759999999997E-2,0.27418211200000003,0.36346083200000007,0.35744774400000001,0.56859043200000003,0.14578899200000003,0.185049728,0.19941131200000001,8.6832144000000014E-2,0.14839427199999999,0.70953891200000008,0.60053881600000003,0.39646336000000004,0.22209619199999997,0.19632062400000003,0.65233132800000004,0.67387264000000002,0.43822859200000003,0.31298876799999997,6.3081248000000006E-2,0.19709489599999999,0.10143396800000001,8.7018656000000014E-2,0.103526784,0.24063384000000002,0.14329855999999999,0.34214206400000002,3.7725248000000003E-2,0.44928478399999999,0.16657308800000004,4.7599231999999991E-2,4.1939583999999995E-2,6.2767615999999984E-2,9.3791471999999987E-2,7.4985759999999985E-2,0.37279251199999996,0.26292961599999998,7.2920175999999989E-2,0.64706876799999991,0.387493792,3.1663311999999999E-2,8.7872288000000007E-2,0.240254832,4.3361072000000001E-2,0.18079342400000001,6.6466944E-2,7.2084127999999997E-2,0.50395987199999992,0.158720256,0.28494337600000008,6.2208000000000006E-2,0.28290440000000006,0.42007377599999995,0.17469340799999999,0.184238016,8.4830528000000002E-2]
[567,1,0.57911337600000012,0.16989436800000002,4.4684639999999998E-2,0.38218515200000008,9.6425744000000008E-2,0.15764038399999999,5.0266448000000005E-2,5.5257424000000006E-2,3.9991472000000007E-2,0.31062246399999999,0.20362632000000003,0.23102625600000001,6.7994128000000001E-2,0.40335561600000003,0.32322288000000005,0.11839902400000001,0.17094891200000001,0.187213456,0.45581215999999997,0.23111948800000001,0.718732496,0.51155016000000009,0.79944361600000002,0.84298614399999994,0.46690980800000004,0.78889982400000003,0.43124382400000005,0.12080739200000001,0.70264483200000005,0.29869783999999999,0.73789188800000027,0.50977921600000009,0.74367147200000006,0.32163623999999996,0.12986862400000002,0.53348611200000007,0.18073883200000002,0.65991606400000002,6.7864400000000005E-2,0.13559480000000002,0.68564607999999994,0.4022636160000001,0.45347632000000004,4.9074192000000003E-2,0.27163144000000006,0.36200483200000005,0.35597995200000004,0.56547036800000006,0.14418584000000001,0.182807584,0.19735886399999999,8.5364688000000008E-2,0.144840304,0.70677044800000011,0.59670049599999997,0.39064019200000005,0.21779305599999998,0.192332688,0.64820828799999997,0.67267220800000005,0.43572689599999997,0.31365617600000001,6.3934784000000008E-2,0.19317358400000004,0.10223668800000001,8.5466240000000013E-2,0.101705184,0.23828328000000001,0.14233804799999999,0.33913332800000007,3.6592992000000005E-2,0.44826219200000006,0.16335929600000001,4.7948992000000003E-2,4.1417952000000008E-2,6.0172832000000002E-2,9.2709247999999994E-2,7.3751888000000002E-2,0.37139430399999995,0.2628549280000001,7.1451215999999998E-2,0.64739214399999989,0.38858352000000002,3.1592783999999999E-2,8.7937792000000001E-2,0.24095699200000001,4.2768479999999998E-2,0.18028918399999999,6.7284448000000011E-2,7.251211199999999E-2,0.50449955200000007,0.15879052799999996,0.28573627200000007,6.25584E-2,0.283528736,0.42223404799999997,0.18439254400000002,0.19054622399999999,8.5353871999999997E-2]
[568,1,0.58471870400000014,0.17480481600000003,4.4442096000000007E-2,0.38752180800000002,9.9274064000000023E-2,0.16013035199999998,5.0579951999999997E-2,5.539956800000001E-2,4.0239632000000004E-2,0.32016159999999999,0.21282288000000002,0.23843560000000003,6.799364799999999E-2,0.40478678400000001,0.32282993600000004,0.11898728000000001,0.17359345600000003,0.18744376000000001,0.46339460799999999,0.23448199999999997,0.72550310400000007,0.51824086400000013,0.80068008000000013,0.84551804800000008,0.46867387200000005,0.79249129600000012,0.43140299199999999,0.12057948800000003,0.70404187200000001,0.29970747199999997,0.73944900800000002,0.50897635200000002,0.74485219200000008,0.32116884799999995,0.12953191999999999,0.53411012800000002,0.17807492800000002,0.66013393600000014,6.7787392000000016E-2,0.134969696,0.68531467200000007,0.39743542399999998,0.450249872,4.9007583999999993E-2,0.26882724800000007,0.36052867200000005,0.35454831999999997,0.56221358399999999,0.142599488,0.18067535999999998,0.19548441599999999,8.3997071999999992E-2,0.14137537600000002,0.70395630400000009,0.5929305760000001,0.38483766400000002,0.21359632000000001,0.18835819200000001,0.64420764800000008,0.67155129600000008,0.43335656000000011,0.314354784,6.482584000000001E-2,0.18938595200000002,0.103070208,8.3998704000000021E-2,9.9980464000000005E-2,0.23606504,0.14148553600000002,0.33624435200000008,3.5631456000000006E-2,0.44727048000000003,0.16029462400000002,4.828059199999999E-2,4.0996080000000004E-2,5.7865888000000011E-2,9.1662064000000001E-2,7.2626495999999999E-2,0.36999561599999997,0.26284720000000006,7.0069536000000002E-2,0.64770711999999997,0.389679728,3.1554975999999998E-2,8.8043056000000008E-2,0.24177299199999999,4.2248528000000007E-2,0.18005998400000003,6.8085872000000006E-2,7.3047695999999995E-2,0.50502787199999999,0.15889064,0.28656116800000003,6.2922720000000015E-2,0.28424955200000007,0.42447320000000005,0.19395336000000002,0.19728475200000001,8.5995536000000011E-2]
[569,1,0.59045115199999998,0.18000606399999999,4.4277712000000004E-2,0.39273470400000005,0.102263744,0.16264504000000002,5.0923775999999997E-2,5.5550512000000003E-2,4.0514112000000005E-2,0.33045689599999994,0.22206319999999999,0.24588638400000001,6.8053808000000007E-2,0.40643035199999999,0.32250251200000002,0.11960641600000002,0.17614264000000002,0.18773286399999997,0.47043577599999997,0.23793379200000001,0.73210347199999992,0.524867168,0.80189774400000013,0.84785163200000002,0.47034809600000005,0.79598948800000002,0.43159984000000007,0.12034566399999999,0.70540643199999997,0.30066166399999994,0.74095708799999993,0.50811140799999999,0.74596531200000005,0.32068969599999997,0.129195536,0.53467054400000003,0.17548614399999998,0.66032500800000005,6.7733823999999998E-2,0.134428192,0.68496814399999995,0.39265891199999997,0.44705726400000001,4.8948896000000006E-2,0.26593721600000003,0.35902819199999997,0.35315428799999998,0.55879767999999996,0.14102777600000002,0.178628336,0.19374996799999999,8.2715615999999992E-2,0.13799620799999998,0.70109959999999993,0.58923601599999997,0.37905177600000001,0.209500464,0.184386256,0.64033668799999999,0.67051358400000005,0.43109334400000004,0.31505139199999999,6.5749295999999985E-2,0.18573191999999999,0.10391420800000001,8.2611407999999997E-2,9.8347104000000005E-2,0.23396127999999999,0.14072294399999999,0.333462816,3.4861839999999998E-2,0.44630684799999998,0.15737283199999999,4.8583472000000003E-2,4.0687008000000004E-2,5.5869103999999996E-2,9.0649199999999999E-2,7.1606543999999994E-2,0.36858300799999993,0.26290875200000002,6.8890736000000008E-2,0.64801041599999998,0.39075769599999999,3.1544848E-2,8.8068000000000007E-2,0.242675472,4.1792176E-2,0.18018198400000002,6.8862576000000009E-2,7.3705919999999994E-2,0.50553347199999998,0.15902035199999998,0.28740766400000001,6.3302720000000007E-2,0.28506052800000004,0.426780512,0.20322641599999999,0.20446824000000002,8.6772319999999986E-2]
[570,1,0.59630000000000005,0.1855,4.4290000000000003E-2,0.39782000000000001,0.10539,0.16517999999999999,5.1299999999999998E-2,5.5710000000000003E-2,4.0809999999999999E-2,0.34156999999999998,0.23130999999999999,0.25334000000000001,6.8180000000000004E-2,0.4083,0.32228000000000001,0.12026000000000001,0.17859,0.18809999999999999,0.47689999999999999,0.24146999999999999,0.73851999999999995,0.53141000000000005,0.80310000000000004,0.85,0.47193000000000002,0.7994,0.43186000000000002,0.12027,0.70674000000000003,0.30153999999999997,0.74241000000000001,0.50719999999999998,0.74699000000000004,0.32019999999999998,0.12886,0.53515999999999997,0.17299999999999999,0.66049000000000002,6.7699999999999996E-2,0.13396,0.68459999999999999,0.38793,0.44390000000000002,4.8899999999999999E-2,0.26307000000000003,0.35749999999999998,0.3518,0.55520999999999998,0.13947000000000001,0.17665,0.19213,8.1509999999999999E-2,0.13469999999999999,0.69820000000000004,0.58562000000000003,0.37328,0.20549999999999999,0.18040999999999999,0.63660000000000005,0.66956000000000004,0.42892000000000002,0.31572,6.6699999999999995E-2,0.18221000000000001,0.10475,8.1299999999999997E-2,9.6799999999999997E-2,0.23196,0.14004,0.33078000000000002,3.4299999999999997E-2,0.44536999999999999,0.15459000000000001,4.8849999999999998E-2,4.0500000000000001E-2,5.4199999999999998E-2,8.967E-2,7.0690000000000003E-2,0.36714999999999998,0.26304,6.7989999999999995E-2,0.64829999999999999,0.39179999999999998,3.1559999999999998E-2,8.7940000000000004E-2,0.24364,4.1399999999999999E-2,0.18071000000000001,6.9610000000000005E-2,7.4499999999999997E-2,0.50600999999999996,0.15917999999999999,0.28827000000000003,6.3700000000000007E-2,0.28595999999999999,0.42914999999999998,0.21210000000000001,0.21210000000000001,8.77E-2]
[571,1,0.60225283200000002,0.191281216,4.4461872000000006E-2,0.40277180800000001,0.108640176,0.16773033600000001,5.1714447999999996E-2,5.5882304000000001E-2,4.1126016000000001E-2,0.35348688,0.24053292799999998,0.26079960000000002,6.8390720000000002E-2,0.41038860799999993,0.32220204799999996,0.12095115199999999,0.18093355200000003,0.18855990399999997,0.48278524800000006,0.24509457600000001,0.74475246400000006,0.53786468800000009,0.80428630400000012,0.85197247999999992,0.47342756800000002,0.80272577599999995,0.43218344000000003,0.12031126400000001,0.70804510399999987,0.30234423999999999,0.74380892799999998,0.50625334399999999,0.747925952,0.31970057600000001,0.12852568,0.53557675199999999,0.170629904,0.66062643200000004,6.7685679999999998E-2,0.13356665599999998,0.68420905600000004,0.38325454399999997,0.44077747199999995,4.8860944000000003E-2,0.26019387199999999,0.355942272,0.35048815999999994,0.55145416000000003,0.13792792000000001,0.17473871999999999,0.19062151999999999,8.0376639999999985E-2,0.13148510399999999,0.69525231999999992,0.58208011200000009,0.36752259199999998,0.20159043199999999,0.17642974399999994,0.63299846400000004,0.66868744000000002,0.42683249600000006,0.31634870399999998,6.7673120000000003E-2,0.178817168,0.10556375999999998,8.006112E-2,9.5335344000000002E-2,0.23005969599999998,0.13943918399999999,0.32819379199999998,3.3951279999999993E-2,0.444461104,0.151946576,4.9077743999999993E-2,4.0437215999999998E-2,5.2866895999999997E-2,8.8723600000000014E-2,6.9876943999999996E-2,0.36570097599999996,0.26323844800000001,6.7364703999999997E-2,0.64857552000000007,0.39280219199999994,3.1602128000000007E-2,8.7680784000000012E-2,0.24464993599999996,4.1087024000000007E-2,0.18166084800000001,7.0329792000000002E-2,7.5438912000000011E-2,0.50645657600000005,0.15937076799999997,0.28915006400000004,6.4115775999999999E-2,0.28695395199999996,0.43158355200000004,0.22053009600000001,0.22016612800000004,8.8792080000000009E-2]
[572,1,0.60829774400000003,0.19734497600000003,4.4800416000000003E-2,0.407584208,0.11200334400000002,0.170291472,5.217275200000001E-2,5.6071328000000011E-2,4.1460192E-2,0.36620384,0.24970183999999998,0.26825095999999998,6.8700288000000012E-2,0.41269206400000008,0.322303856,0.12168312000000001,0.183170896,0.18912656,0.48808500799999999,0.24881088000000001,0.75079798400000008,0.54422406400000012,0.80545688000000004,0.85377884800000015,0.47483995200000001,0.80597017599999987,0.43257115199999996,0.120481248,0.70932387200000002,0.30307067199999993,0.74515372800000002,0.50528267199999999,0.74876939200000003,0.31919212800000007,0.12819287999999998,0.53591756800000001,0.16839156800000002,0.66073265600000008,6.7689951999999998E-2,0.133247216,0.683793392,0.37863614400000001,0.43768859199999999,4.8832064000000001E-2,0.25730164800000005,0.35435283199999995,0.34922088000000007,0.54753094400000002,0.13640268799999999,0.17289008,0.18921737600000002,7.9310911999999997E-2,0.12834977599999997,0.692252384,0.5786145760000001,0.36177942400000002,0.19776671999999998,0.17244475200000001,0.62953308800000007,0.66789337599999998,0.42482456000000002,0.31692414400000002,6.8663760000000018E-2,0.17555059200000003,0.106341728,7.8891344000000002E-2,9.3949184000000019E-2,0.22825688,0.13892017599999998,0.32570091200000006,3.3820496000000005E-2,0.44358071999999998,0.14944190399999999,4.9263712000000001E-2,4.0500719999999997E-2,5.1877168000000001E-2,8.780950400000001E-2,6.9166976000000005E-2,0.36423841600000006,0.26350224000000005,6.7029935999999998E-2,0.64883648000000005,0.39375772800000008,3.1671935999999998E-2,8.7293536000000019E-2,0.24568827199999999,4.0864768000000003E-2,0.18305510400000002,7.102251200000001E-2,7.6531136E-2,0.506871552,0.15959392000000003,0.290048368,6.4551360000000016E-2,0.288046992,0.43408152,0.22846464000000005,0.228654512,9.0062576000000005E-2]
[573,1,0.61441633600000001,0.20367713600000001,4.52672E-2,0.4122603680000001,0.11545235199999999,0.17285588800000001,5.2683136000000012E-2,5.628435200000001E-2,4.1812848000000007E-2,0.37965024000000003,0.25877979200000001,0.27576088000000004,6.9150816000000004E-2,0.41518392000000004,0.32266014400000004,0.122458608,0.18530440000000001,0.18982241600000002,0.49283964800000007,0.25262830400000003,0.75666494400000006,0.55049344000000011,0.80660465599999998,0.85542913599999992,0.47620537599999996,0.80913505600000002,0.43302918400000007,0.120708352,0.71058071999999994,0.30374294400000001,0.74645156800000012,0.50430048000000005,0.74953323199999999,0.31867544000000009,0.12786135999999998,0.53620038399999992,0.166283712,0.66081447999999998,6.7714784E-2,0.13301217599999998,0.68335524800000003,0.37408766399999993,0.43463227200000004,4.8812064000000002E-2,0.25440406399999999,0.35273011200000004,0.34800399999999998,0.54345644800000015,0.13489801600000001,0.17110984000000001,0.18792603200000002,7.8310224000000012E-2,0.12529188800000002,0.68918780800000001,0.57521447999999997,0.35605161600000007,0.19402212799999999,0.16845879999999999,0.62619963200000006,0.66716971200000008,0.42289670400000001,0.31743678399999992,6.9666000000000006E-2,0.17240321600000003,0.107065216,7.7786127999999996E-2,9.2636464000000016E-2,0.226555584,0.13849684800000001,0.32330219199999999,3.3912991999999996E-2,0.44273225600000005,0.147078352,4.9408000000000001E-2,4.0691424000000004E-2,5.1238880000000007E-2,8.6927487999999997E-2,6.856036800000001E-2,0.362777776,0.26382555199999996,6.6956287999999989E-2,0.64908511999999996,0.39466910400000005,3.1775664000000002E-2,8.682020800000001E-2,0.24673292799999999,4.0766112000000007E-2,0.18489176000000002,7.1696752000000002E-2,7.7787919999999997E-2,0.50726844800000004,0.15985147199999999,0.29097307200000005,6.500806399999999E-2,0.28925147199999995,0.43665212800000003,0.23589094399999999,0.23753313600000003,9.1525151999999999E-2]
[574,1,0.62058684799999986,0.21025785599999999,4.5789824E-2,0.41680764799999998,0.11895119999999999,0.17541462399999999,5.3255680000000007E-2,5.6530976000000004E-2,4.2185823999999997E-2,0.39371279999999997,0.26772766399999998,0.28343784,6.9799104000000001E-2,0.41782409599999998,0.32336395200000001,0.12328001600000001,0.187339424,0.19067315200000001,0.49711708800000004,0.25656052800000007,0.76236870400000001,0.55668593600000005,0.807718512,0.85693302399999993,0.47758039999999996,0.81222121599999997,0.43356217600000002,0.12086273600000001,0.71182124799999991,0.30440025599999998,0.74771404800000008,0.50331916799999998,0.75024099199999994,0.31815123200000001,0.12753055999999999,0.5364541599999999,0.16429497600000001,0.66088118399999995,6.7763935999999997E-2,0.132878896,0.68289958399999995,0.36962750400000005,0.43160691200000001,4.8798623999999999E-2,0.2515056,0.35107299200000003,0.34684512000000001,0.53925619200000008,0.13341910400000001,0.16941040000000002,0.186766128,7.7373775999999991E-2,0.12230927999999999,0.68604163200000001,0.57186662399999999,0.35034124799999999,0.19034905599999996,0.164478768,0.62299065600000003,0.66650508800000008,0.42105428799999994,0.31788086400000004,7.067343999999999E-2,0.16936567999999999,0.107713904,7.6740512000000011E-2,9.1391743999999997E-2,0.224964688,0.13819136000000001,0.32100123199999991,3.4232447999999999E-2,0.44192075200000003,0.14486015999999999,4.9512927999999998E-2,4.1008448000000003E-2,5.0958591999999997E-2,8.6077552000000015E-2,6.8057919999999994E-2,0.36134217599999996,0.26420030400000005,6.7085039999999985E-2,0.64932528,0.39554480000000003,3.1922671999999999E-2,8.6331679999999994E-2,0.24776046400000001,4.0835856000000004E-2,0.18715393600000002,7.2365791999999998E-2,7.9221024000000001E-2,0.50766902400000002,0.16014598400000002,0.29193697600000001,6.5487167999999985E-2,0.290584432,0.43930833600000002,0.24282460799999997,0.24675776000000005,9.3193088000000007E-2]
[575,1,0.62678999999999996,0.21707000000000001,4.632E-2,0.42122999999999999,0.12247,0.17796000000000001,5.3900000000000003E-2,5.6820000000000002E-2,4.258E-2,0.4083,0.27650999999999998,0.29135,7.0690000000000003E-2,0.42058000000000001,0.32449,0.12415,0.18928,0.19170000000000001,0.50097000000000003,0.26062000000000002,0.76792000000000005,0.56281000000000003,0.80879000000000001,0.85829999999999995,0.47899999999999998,0.81523000000000001,0.43417,0.12087000000000001,0.71304999999999996,0.30507000000000001,0.74895,0.50234999999999996,0.75090999999999997,0.31762000000000001,0.12720000000000001,0.53669999999999995,0.16242000000000001,0.66093999999999997,6.7839999999999998E-2,0.13286000000000001,0.68242999999999998,0.36526999999999998,0.42860999999999999,4.879E-2,0.24861,0.34938000000000002,0.34575,0.53495000000000004,0.13197,0.1678,0.18575,7.6499999999999999E-2,0.11940000000000001,0.68279999999999996,0.56855999999999995,0.34465000000000001,0.18673999999999999,0.16051000000000001,0.61990000000000001,0.66588999999999998,0.41930000000000001,0.31824999999999998,7.1679999999999994E-2,0.16642999999999999,0.10827000000000001,7.5749999999999998E-2,9.0209999999999999E-2,0.22348999999999999,0.13802,0.31879999999999997,3.4779999999999998E-2,0.44114999999999999,0.14279,4.9579999999999999E-2,4.1450000000000001E-2,5.1040000000000002E-2,8.5260000000000002E-2,6.7659999999999998E-2,0.35994999999999999,0.26462000000000002,6.7379999999999995E-2,0.64956000000000003,0.39639000000000002,3.2120000000000003E-2,8.5879999999999998E-2,0.24875,4.1110000000000001E-2,0.18983,7.3039999999999994E-2,8.0839999999999995E-2,0.50809000000000004,0.16048000000000001,0.29294999999999999,6.5989999999999993E-2,0.29205999999999999,0.44206000000000001,0.24926999999999999,0.25629000000000002,9.5079999999999998E-2]
[576,1,0.633014144,0.22410454400000002,4.6868896E-2,0.42552427199999998,0.12599736000000003,0.18048788799999996,5.4624128000000001E-2,5.7157632E-2,4.2993552000000004E-2,0.42338515199999999,0.28510236799999999,0.29948308800000006,7.1832687999999992E-2,0.42344147200000004,0.32605843200000001,0.12507192,0.19112652800000002,0.19291097599999998,0.504405408,0.26481499200000003,0.773315792,0.568860272,0.80981868800000001,0.85953894399999997,0.48045855999999992,0.81816416000000014,0.43485000000000001,0.12075524800000001,0.71426838400000003,0.30575052800000002,0.75015998399999995,0.50140067199999994,0.75153895999999998,0.31708177600000004,0.12686963200000001,0.53693862399999992,0.16067123200000002,0.66099200000000002,6.7942031999999986E-2,0.13295369600000001,0.68194604800000003,0.36101747200000001,0.42563647999999998,4.8786272000000006E-2,0.24573009599999998,0.34764867199999999,0.34471888000000001,0.53054060799999991,0.13055118400000001,0.16627487999999999,0.18487137599999998,7.5684927999999971E-2,0.116562784,0.67945827200000009,0.56529025599999994,0.33897852799999995,0.18318803199999997,0.15655336000000003,0.61692544000000016,0.66532073599999986,0.41762868800000003,0.31853600000000004,7.2680559999999991E-2,0.16359231999999999,0.108723072,7.4811232000000005E-2,8.9087263999999999E-2,0.22212801599999998,0.13798132799999999,0.31669555199999999,3.5549216000000002E-2,0.44042012800000008,0.140866096,4.9608111999999996E-2,4.2011424000000006E-2,5.1477952E-2,8.4474976000000007E-2,6.7365327999999988E-2,0.35860524800000004,0.26508283200000005,6.7847232000000007E-2,0.64979001599999986,0.397200096,3.2367840000000002E-2,8.5459983999999989E-2,0.24968820800000002,4.1597792000000001E-2,0.19292424,7.3721215999999978E-2,8.2647999999999985E-2,0.50853320000000002,0.16085553600000002,0.294013248,6.6518159999999993E-2,0.29368361599999993,0.44490768000000003,0.255197536,0.266109296,9.7200415999999998E-2]
[577,1,0.63924825600000001,0.23135049599999999,4.7437440000000004E-2,0.42968932800000004,0.12952243200000002,0.182994448,5.5437296000000004E-2,5.7551232000000008E-2,4.3424928000000008E-2,0.43892912000000006,0.293484352,0.30783880000000002,7.3232655999999993E-2,0.42639544000000007,0.32807878400000007,0.12604916799999999,0.19288096000000002,0.19431009600000002,0.50743604799999997,0.26915622400000005,0.77855318400000006,0.57483256000000005,0.81080409599999992,0.86065793599999985,0.48195777600000006,0.82102593600000018,0.435601024,0.12050667200000002,0.71547735999999995,0.30644398399999995,0.75134492800000008,0.50047656000000007,0.75212811199999996,0.31653632000000004,0.12653936000000002,0.53717302400000011,0.15905963200000001,0.66103871999999997,6.8069104000000005E-2,0.13315769599999999,0.68144812799999999,0.35687174399999999,0.42267923200000002,4.878742400000001E-2,0.242881184,0.34587651200000002,0.34375079999999997,0.52603180799999993,0.129162736,0.16483224000000002,0.18412515199999999,7.4925264000000005E-2,0.11379676800000001,0.67601180800000005,0.56205191999999993,0.33332809600000002,0.179685648,0.15261080000000005,0.61406331199999997,0.66479323199999996,0.41603638400000004,0.31873414399999994,7.3669999999999985E-2,0.16084849600000001,0.10906505599999999,7.3920928000000011E-2,8.8019664000000011E-2,0.22087542399999999,0.13807316800000002,0.31468531200000005,3.6527152E-2,0.43973105600000001,0.139086352,4.9597200000000008E-2,4.2684144000000007E-2,5.2260080000000007E-2,8.3722368000000005E-2,6.7172127999999998E-2,0.35731241599999997,0.26558707200000009,6.8472848000000003E-2,0.65001664000000003,0.39797182400000003,3.2666064000000002E-2,8.5066528000000002E-2,0.25056460800000008,4.2306591999999997E-2,0.19643152,7.4411872000000018E-2,8.4645040000000005E-2,0.509001488,0.16127475200000002,0.29512803199999998,6.7073424000000006E-2,0.295461152,0.44785204800000006,0.26059110400000002,0.27619121599999996,9.9568911999999996E-2]
[578,1,0.64547204800000002,0.23879268799999998,4.8013344000000006E-2,0.43372086400000004,0.133014464,0.18547228800000001,5.6348304000000009E-2,5.8008832000000003E-2,4.3874384000000002E-2,0.45485372800000001,0.301616416,0.31639227200000003,7.4938064000000013E-2,0.42941228800000003,0.33063561600000002,0.12708449600000002,0.19454507200000004,0.195922336,0.51010868799999998,0.273654656,0.78364257599999998,0.580733728,0.81173782400000016,0.86166732800000001,0.48347699199999999,0.82381763200000024,0.43639788800000001,0.120220416,0.71668185600000001,0.30716120000000002,0.75251323200000009,0.49959156800000004,0.7526933440000001,0.31598398400000005,0.12620836800000002,0.53741566400000007,0.15758171199999998,0.66108696,6.8223855999999999E-2,0.13348553600000002,0.68093892799999989,0.35284729599999998,0.41973742400000003,4.8791615999999996E-2,0.24004195200000003,0.34406195200000006,0.34285272,0.52144236799999999,0.127809328,0.16347840000000002,0.18352188799999999,7.4218960000000014E-2,0.111099472,0.67244694400000005,0.558834944,0.32769942400000007,0.17622534400000001,0.14868632000000001,0.61130870400000004,0.664297888,0.41452423999999999,0.31883444799999999,7.4642239999999999E-2,0.158190832,0.10927624000000001,7.3075023999999988E-2,8.7002464000000002E-2,0.219738032,0.138312768,0.31277091200000001,3.7721328000000005E-2,0.43908662400000004,0.13745324800000003,4.9548048000000004E-2,4.3470544E-2,5.3397808000000012E-2,8.3004880000000003E-2,6.7081968000000006E-2,0.35608974399999999,0.266126272,6.9291263999999991E-2,0.65024214400000002,0.39870883200000007,3.3021808E-2,8.4753071999999999E-2,0.251355728,4.3274992000000005E-2,0.20034928000000002,7.5121328000000001E-2,8.6843359999999994E-2,0.50951009600000008,0.16174100800000002,0.29630441599999996,6.7656688000000006E-2,0.29740620800000001,0.45090281600000004,0.26544211200000006,0.28650073600000003,0.10219924799999999]
[579,1,0.65166208000000003,0.24641456,4.8584208000000004E-2,0.43761247999999997,0.13643601600000002,0.18791292800000001,5.7365872000000005E-2,5.8538752000000006E-2,4.4342719999999995E-2,0.47106793599999996,0.30945264,0.325096944,7.7011232000000013E-2,0.43245689599999998,0.333838368,0.12818046400000002,0.19612046399999999,0.19777961599999999,0.51248140799999986,0.27832148799999995,0.78859876799999995,0.58657425600000002,0.812608832,0.86257823999999994,0.48498004799999994,0.82654164800000007,0.43720347200000004,0.12005088,0.71788811199999991,0.30791377599999997,0.75367577600000002,0.498762496,0.75325577599999993,0.31542524799999999,0.12587553600000001,0.53768110400000002,0.156229232,0.66114528000000006,6.8410128000000001E-2,0.13395609600000002,0.68042188799999992,0.34896276800000003,0.41681225599999994,4.8796368E-2,0.23717511999999999,0.34220371199999999,0.34203423999999999,0.51679604800000001,0.1264972,0.16222255999999999,0.18307726399999996,7.3564415999999994E-2,0.108467856,0.66874704000000007,0.55562772800000004,0.32209299199999997,0.17279952000000001,0.14478456000000003,0.60865625599999995,0.66382318399999996,0.41309505599999996,0.31882515199999995,7.5590879999999999E-2,0.15561044800000001,0.10933310399999999,7.2269280000000005E-2,8.6030704E-2,0.21872471999999998,0.13872388800000002,0.310955392,3.9146064000000001E-2,0.43849195200000002,0.135970704,4.9461775999999999E-2,4.4376704000000003E-2,5.4910576000000003E-2,8.2326511999999991E-2,6.7097647999999996E-2,0.35496011199999999,0.26669243200000003,7.0361439999999997E-2,0.65046908800000003,0.39941704000000006,3.3444592000000002E-2,8.4592816000000001E-2,0.25203380800000008,4.4552111999999998E-2,0.20467575999999998,7.5861184000000012E-2,8.9259199999999997E-2,0.51007830400000009,0.16225822399999998,0.29755544,6.8268512000000003E-2,0.29953494400000003,0.45407270399999999,0.26974456000000002,0.29699921600000001,0.10510494400000001]
[580,1,0.65780000000000005,0.25419999999999998,4.9140000000000003E-2,0.44135999999999997,0.13976,0.19031000000000001,5.8500000000000003E-2,5.9150000000000001E-2,4.4830000000000002E-2,0.48748999999999998,0.31696000000000002,0.33391999999999999,7.9490000000000005E-2,0.4355,0.33774999999999999,0.12934000000000001,0.19761000000000001,0.19989999999999999,0.51459999999999995,0.28316999999999998,0.79342999999999997,0.59236,0.81340999999999997,0.86339999999999995,0.48643999999999998,0.82920000000000005,0.43798999999999999,0.12009,0.71909999999999996,0.30870999999999998,0.75483999999999996,0.498,0.75383,0.31485999999999997,0.12554000000000001,0.53798000000000001,0.155,0.66122000000000003,6.8629999999999997E-2,0.13458000000000001,0.67989999999999995,0.34522999999999998,0.41389999999999999,4.8800000000000003E-2,0.23426,0.34029999999999999,0.34129999999999999,0.51210999999999995,0.12523000000000001,0.16106999999999999,0.18279999999999999,7.2959999999999997E-2,0.10589999999999999,0.66490000000000005,0.55242000000000002,0.31651000000000001,0.1694,0.14091000000000001,0.60609999999999997,0.66335999999999995,0.41175,0.31869999999999998,7.6509999999999995E-2,0.15310000000000001,0.10922,7.1499999999999994E-2,8.5099999999999995E-2,0.21784000000000001,0.13932,0.30924000000000001,4.0800000000000003E-2,0.43795000000000001,0.13464000000000001,4.9340000000000002E-2,4.5400000000000003E-2,5.6800000000000003E-2,8.1689999999999999E-2,6.7220000000000002E-2,0.35393999999999998,0.26728000000000002,7.1709999999999996E-2,0.65069999999999995,0.40010000000000001,3.3939999999999998E-2,8.4629999999999997E-2,0.25258000000000003,4.6170000000000003E-2,0.2094,7.664E-2,9.1899999999999996E-2,0.51071999999999995,0.16283,0.29888999999999999,6.8909999999999999E-2,0.30186000000000002,0.45737,0.27350000000000002,0.30764999999999998,0.10829999999999999]
[581,1,0.66387619200000003,0.26213486399999997,4.9675168000000006E-2,0.44496414399999995,0.14297860800000001,0.19266039999999998,5.9762368000000003E-2,5.9852128000000004E-2,4.5334895999999993E-2,0.50406219200000002,0.32412641599999997,0.34285983999999997,8.2371423999999999E-2,0.438524896,0.34235887999999998,0.13056657600000005,0.199017744,0.20227953599999998,0.51648548799999994,0.28821462400000003,0.79813403199999999,0.59808840000000008,0.81414120000000001,0.86413912000000004,0.48786294400000002,0.83179419200000004,0.43875627200000006,0.12031704,0.72031767999999996,0.30955344000000001,0.75600705599999996,0.49730505600000002,0.75441865599999991,0.314287392,0.12520142400000001,0.53831547200000007,0.15390020799999996,0.66131254400000006,6.8882399999999996E-2,0.135353584,0.67937500799999995,0.34164931200000004,0.41099147199999997,4.8802287999999999E-2,0.23130246399999999,0.33834862399999999,0.34064673599999995,0.50738953599999981,0.12400708799999999,0.16001868800000002,0.18268566399999997,7.2403519999999985E-2,0.103395744,0.66090276800000003,0.54920547200000003,0.31095292800000002,0.16601953599999997,0.13706636799999999,0.60363396799999991,0.66290391999999998,0.41048673600000002,0.31846059199999999,7.7394736000000006E-2,0.15065524800000002,0.108933952,7.0764384E-2,8.4206959999999983E-2,0.217080624,0.14009697599999998,0.30762270399999997,4.2659648000000001E-2,0.43746027199999998,0.13345796800000001,4.9184544000000004E-2,4.6525791999999996E-2,5.9041359999999994E-2,8.1095279999999992E-2,6.7446303999999999E-2,0.35303417599999998,0.26788748800000001,7.3311999999999988E-2,0.65093684799999985,0.40075667200000004,3.4506848E-2,8.4868016000000004E-2,0.25299035200000003,4.8130303999999999E-2,0.214500896,7.7460767999999999E-2,9.4759455999999992E-2,0.51143815999999998,0.163459616,0.30030969600000001,6.9583263999999992E-2,0.30438727999999998,0.460795344,0.27671596799999998,0.31842195199999995,0.111797408]
[582,1,0.66987988800000009,0.27020476799999998,5.0185663999999998E-2,0.448425344,0.14608286400000001,0.19496044800000001,6.1164704000000014E-2,6.0654751999999992E-2,4.5856224000000001E-2,0.52072420799999997,0.33093761599999999,0.35190355200000006,8.5658144000000006E-2,0.44151380800000001,0.34766441599999998,0.13186353600000003,0.20034723199999999,0.20491721599999999,0.518162448,0.29346873600000001,0.80271129600000002,0.60375836799999993,0.81480142400000011,0.86480236799999988,0.48925835199999995,0.83432579200000001,0.43950212800000005,0.12074345600000003,0.72154201600000001,0.31044783999999997,0.75717891200000009,0.496679808,0.75502654400000013,0.313706704,0.12485932800000002,0.53869030400000006,0.15293147199999998,0.66142424000000011,6.9166656000000007E-2,0.136275216,0.678848848,0.33822265599999995,0.40808038400000007,4.8802735999999999E-2,0.22829587200000001,0.33634795200000001,0.34007239999999994,0.5026420479999999,0.12282852800000001,0.15906744,0.182731168,7.1892800000000007E-2,0.10095467199999998,0.65675230400000018,0.54597838399999998,0.30542438399999999,0.16265238400000001,0.13325760000000006,0.60125238399999992,0.66245004800000007,0.40930336000000006,0.31810764800000002,7.8240320000000002E-2,0.14827179200000001,0.10847064000000001,7.0059663999999994E-2,8.3348223999999985E-2,0.21644451200000001,0.14105324799999999,0.30610203199999997,4.4706368000000003E-2,0.43702294400000002,0.13242188800000002,4.8997248000000014E-2,4.7742304000000006E-2,6.1614608000000015E-2,8.0542559999999999E-2,6.7774128000000003E-2,0.35224894399999995,0.26851267200000001,7.5159184000000004E-2,0.65118142400000001,0.401386992,3.5144768000000007E-2,8.5327872000000013E-2,0.253259968,5.0437392000000004E-2,0.21995919999999999,7.8327247999999988E-2,9.7832879999999983E-2,0.51223617599999993,0.164151088,0.30181737599999997,7.0290368000000006E-2,0.30712324800000002,0.46435065599999997,0.27940003200000008,0.32928273600000002,0.11560828799999999]
[583,1,0.67580694400000008,0.27839259199999999,5.0665200000000007E-2,0.45174326400000003,0.14907039999999999,0.19721049600000004,6.2721280000000004E-2,6.1569856000000006E-2,4.6392271999999998E-2,0.53740462400000011,0.33739825600000001,0.36104966399999994,8.9317104000000008E-2,0.44444856000000005,0.35358883200000002,0.13323505600000002,0.20160703999999999,0.207789056,0.51964892800000018,0.298956848,0.80714896000000014,0.60936337600000012,0.81539396799999997,0.86539369599999993,0.49058512000000004,0.83679547200000015,0.44020166400000005,0.12127955200000001,0.72276939200000012,0.31139088000000004,0.75835412800000013,0.4961162400000001,0.75565083200000005,0.31311561599999999,0.12451347200000003,0.53910713600000004,0.15211569599999999,0.66155785600000006,6.948019200000001E-2,0.13733252799999998,0.67832412799999986,0.33494248000000004,0.40514145599999996,4.8801824000000001E-2,0.22527848000000003,0.33429336000000004,0.33956646399999996,0.49786664000000003,0.12169028800000002,0.15821179200000002,0.18292843200000003,7.1427120000000011E-2,9.8578319999999997E-2,0.65244568000000014,0.54272793600000002,0.2999272,0.15928355200000002,0.129488512,0.59894544000000005,0.66199473600000014,0.40819782400000004,0.31765310400000002,7.9041503999999999E-2,0.14594545599999997,0.10783764800000001,6.9383584000000026E-2,8.2520848000000008E-2,0.21592431999999998,0.1421732,0.30467448000000003,4.6884128000000011E-2,0.43663425600000005,0.13152564800000002,4.8782272000000008E-2,4.9015856000000003E-2,6.4462416000000022E-2,8.0032320000000018E-2,6.8199312000000012E-2,0.35158427199999998,0.26915729599999999,7.7170608000000002E-2,0.65143735999999997,0.40198851200000002,3.5848448000000005E-2,8.5944128000000009E-2,0.25339462400000001,5.3078960000000001E-2,0.225727184,7.9240128000000007E-2,0.101100784,0.51311699200000005,0.16490600000000002,0.30341041600000002,7.1033712000000013E-2,0.310072336,0.46803164800000008,0.281587056,0.34019776000000002,0.11975340800000001]
[584,1,0.68165759999999997,0.28668009599999994,5.1107616000000002E-2,0.45491790400000004,0.15194497600000001,0.19941326399999998,6.4447935999999997E-2,6.2610719999999995E-2,4.6940880000000004E-2,0.55402960000000001,0.34352521599999997,0.37030385600000004,9.3292463999999992E-2,0.447312512,0.36000700799999996,0.13468577600000001,0.202808288,0.21085689600000002,0.52095676800000001,0.30470888000000002,0.81142670399999994,0.61489326399999999,0.81592515200000004,0.86591526400000007,0.49178348799999999,0.83920339200000005,0.44082087999999997,0.12177700800000001,0.72399356799999992,0.31237648000000001,0.75952878400000012,0.49560003200000008,0.75628359999999994,0.31251092799999997,0.12416377600000002,0.53956716799999993,0.1514848,0.66171603200000007,6.9819088000000001E-2,0.13850607999999998,0.67780364800000004,0.33179510400000001,0.40213996800000001,4.8800672000000003E-2,0.22231124799999999,0.33217884799999997,0.33911324799999998,0.49305699199999997,0.12058580800000002,0.15744470400000002,0.183265136,7.1006399999999983E-2,9.6269408000000001E-2,0.64798153600000008,0.53944164799999994,0.29446457599999998,0.15589407999999999,0.12576430400000002,0.59670137599999995,0.66153558400000012,0.40716756800000004,0.31711551999999998,7.9793007999999999E-2,0.14367263999999999,0.107050176,6.873430400000001E-2,8.1722271999999985E-2,0.215509168,0.143432112,0.30333516799999999,4.9116127999999995E-2,0.436288128,0.13076084799999999,4.8544975999999997E-2,5.0300768000000003E-2,6.7505984000000005E-2,7.9564800000000005E-2,6.8716336000000003E-2,0.35103551999999999,0.26982552000000004,7.9225952000000002E-2,0.65170905600000006,0.40255715199999997,3.6609247999999997E-2,8.660718399999999E-2,0.25340760000000001,5.6030208000000005E-2,0.23174180799999999,8.0197887999999995E-2,0.104534528,0.514081648,0.16572491200000003,0.30508265600000001,7.1816015999999996E-2,0.31323702400000003,0.47183008000000004,0.28332656000000001,0.35113182399999998,0.12425756800000001]
[585,1,0.68742999999999999,0.29504999999999998,5.151E-2,0.45795000000000002,0.15470999999999999,0.20157,6.6360000000000002E-2,6.3789999999999999E-2,4.7500000000000001E-2,0.57052999999999998,0.34932999999999997,0.37966,9.7540000000000002E-2,0.45008999999999999,0.36681999999999998,0.13622000000000001,0.20396,0.21409,0.52210000000000001,0.31075000000000003,0.81552999999999998,0.62034,0.81640000000000001,0.86636999999999997,0.49281999999999998,0.84155000000000002,0.44134000000000001,0.12214,0.72521000000000002,0.31340000000000001,0.76070000000000004,0.49512,0.75692000000000004,0.31189,0.12381,0.54007000000000005,0.15106,0.66190000000000004,7.0180000000000006E-2,0.13977999999999999,0.67728999999999995,0.32877000000000001,0.39905000000000002,4.8800000000000003E-2,0.21942999999999999,0.33,0.3387,0.48820999999999998,0.11951000000000001,0.15676000000000001,0.18373,7.0629999999999998E-2,9.4030000000000002E-2,0.64336000000000004,0.53610999999999998,0.28904000000000002,0.15246999999999999,0.12209,0.59450999999999998,0.66107000000000005,0.40621000000000002,0.31651000000000001,8.0490000000000006E-2,0.14144999999999999,0.10612000000000001,6.8110000000000004E-2,8.0949999999999994E-2,0.21518999999999999,0.14480999999999999,0.30208000000000002,5.1339999999999997E-2,0.43597999999999998,0.13012000000000001,4.829E-2,5.1560000000000002E-2,7.0680000000000007E-2,7.9140000000000002E-2,6.9320000000000007E-2,0.35060000000000002,0.27051999999999998,8.1240000000000007E-2,0.65200000000000002,0.40309,3.7420000000000002E-2,8.7249999999999994E-2,0.25330999999999998,5.9270000000000003E-2,0.23794999999999999,8.1199999999999994E-2,0.10811,0.51512999999999998,0.16661000000000001,0.30682999999999999,7.2639999999999996E-2,0.31662000000000001,0.47574,0.28466000000000002,0.36204999999999998,0.12914]
[586,1,0.69311615999999998,0.30348783999999995,5.1874975999999996E-2,0.46084068800000011,0.15736793599999999,0.20367732799999999,6.8471039999999997E-2,6.511835199999999E-2,4.8067807999999997E-2,0.58685070399999995,0.35480777599999996,0.38909918399999999,0.10205009599999999,0.45276835199999999,0.37400723199999997,0.13784065599999998,0.20506508800000001,0.21748009599999998,0.52309913600000002,0.31709116800000009,0.81946177599999992,0.62570216000000012,0.81681948800000004,0.86676329599999991,0.49370081599999999,0.84383638400000005,0.44175921600000001,0.12238481599999999,0.72641932800000009,0.31445987200000008,0.7618682080000001,0.4946743999999999,0.75756430400000008,0.31125200000000003,0.12345166400000002,0.540614288,0.150830464,0.6621091360000001,7.0561584000000011E-2,0.14114921599999997,0.67678527999999993,0.32586612800000003,0.39587200000000006,4.879936E-2,0.21663302399999998,0.32775731200000002,0.33832278400000004,0.48333204800000001,0.11846236799999998,0.15615440000000003,0.18431489599999998,7.0295647999999988E-2,9.1860160000000024E-2,0.63858559999999998,0.53273265600000008,0.28365806400000004,0.14901244799999999,0.11847032,0.59236607999999991,0.66059505600000012,0.40532246399999994,0.31584100800000003,8.1129168000000015E-2,0.13927476799999999,0.10504868800000002,6.7508704000000003E-2,8.0201631999999995E-2,0.21496326399999999,0.14630126399999999,0.300907072,5.3536800000000002E-2,0.43570971200000003,0.12959872,4.8019712000000006E-2,5.2782336000000006E-2,7.3959711999999997E-2,7.875790399999999E-2,7.0006160000000012E-2,0.35028062399999998,0.271239024,8.321052800000002E-2,0.65231110400000003,0.40358764799999997,3.8278015999999998E-2,8.7881583999999999E-2,0.25310655999999998,6.2787744000000006E-2,0.24432844800000006,8.2248799999999997E-2,0.11181664000000001,0.51626180799999999,0.16756672,0.30865455999999997,7.3508335999999994E-2,0.32022478399999998,0.47976227199999999,0.28560438400000004,0.37291836799999994,0.13440304]
[587,1,0.69870974399999997,0.31197947199999998,5.2206959999999997E-2,0.46359102400000013,0.15992808,0.20573185600000002,7.0795360000000002E-2,6.6606736E-2,4.8642031999999995E-2,0.60294206399999994,0.35995849599999996,0.398612464,0.10680646400000002,0.45533856,0.38153827200000001,0.13955025599999998,0.20612591999999999,0.221015456,0.52397108800000003,0.32374132799999999,0.82322648000000009,0.63097801600000003,0.81718572800000011,0.86709993600000002,0.49441775999999998,0.84606331200000018,0.44207190400000002,0.12250651199999998,0.72762219200000011,0.31555136,0.76303292800000022,0.49425960000000002,0.75822011200000006,0.310596176,0.12308843200000003,0.5411979360000001,0.15077817600000001,0.66234249600000006,7.0962192000000021E-2,0.14260668799999998,0.67629156800000001,0.3230808,0.39261089600000004,4.8798384E-2,0.21393848000000004,0.32545264000000002,0.33797678399999997,0.47842864000000002,0.11744220799999999,0.155623392,0.18500851200000004,7.0000880000000001E-2,8.9760160000000005E-2,0.63366736000000001,0.52931289600000009,0.27832456000000005,0.14552691199999998,0.11491035200000001,0.59026511999999998,0.66010921600000005,0.40450166399999998,0.31511446400000009,8.170814400000001E-2,0.13714513600000003,0.103840848,6.6928784000000005E-2,7.9475247999999998E-2,0.21482448000000001,0.14789807999999999,0.29981408000000004,5.5688768E-2,0.43547689599999995,0.12919188800000003,4.7736512000000009E-2,5.3957616000000007E-2,7.7318976000000011E-2,7.8418480000000013E-2,7.0769712000000012E-2,0.35007803199999998,0.27198121599999997,8.512892800000002E-2,0.65264272000000001,0.40405083200000008,3.9179327999999999E-2,8.8482928000000016E-2,0.25280726399999998,6.6564000000000012E-2,0.25085326400000002,8.3345647999999994E-2,0.11564102400000001,0.517475872,0.16860064000000002,0.31055793599999992,7.4424032000000015E-2,0.32405313600000002,0.48389708800000003,0.28617953600000001,0.38370296000000004,0.14004364800000002]
[588,1,0.70420692799999984,0.32050742400000004,5.2509664000000005E-2,0.46620544000000003,0.16238678400000001,0.207735264,7.334800000000001E-2,6.8267759999999997E-2,4.9221296000000005E-2,0.61872966400000007,0.36478929599999999,0.40813846400000003,0.11177203200000004,0.45778116800000002,0.38932435199999998,0.14135425600000001,0.20715171199999999,0.22466841600000001,0.52473368000000009,0.33072756799999997,0.82680790400000004,0.63615939200000005,0.81750292800000013,0.86738313600000005,0.49503030400000009,0.8482320000000001,0.44231051200000004,0.12252124800000003,0.72881385600000015,0.316675488,0.76419180800000008,0.49386624000000001,0.75888344000000008,0.30991955199999999,0.12271944000000001,0.54181358400000013,0.15093140799999999,0.66259689600000016,7.1378240000000023E-2,0.14413831999999999,0.67581121600000005,0.32040507200000007,0.38923635200000006,4.8797647999999999E-2,0.211286576,0.32307988800000004,0.33765006400000008,0.4734978720000001,0.11644428799999999,0.15516142400000002,0.18580268800000002,6.9745151999999991E-2,8.7731920000000005E-2,0.62860104000000006,0.52583697600000012,0.27304129599999999,0.141994816,0.11141430400000001,0.58819568,0.65960801600000007,0.40374558400000005,0.31434456000000005,8.2220799999999997E-2,0.135057184,0.10250508799999999,6.6368464000000002E-2,7.8768063999999999E-2,0.21476545600000002,0.14958233599999998,0.29879764800000008,5.7732096000000004E-2,0.43527752000000003,0.128892016,4.7445232000000004E-2,5.5047936000000013E-2,8.0693680000000018E-2,7.8120335999999999E-2,7.1606223999999996E-2,0.34999232000000008,0.272748608,8.6961007999999992E-2,0.652998576,0.40447649600000002,4.0117920000000008E-2,8.9118271999999998E-2,0.25241764799999999,7.0587375999999993E-2,0.25747224000000002,8.4491215999999994E-2,0.119561968,0.51876609600000001,0.16971696000000006,0.31253651200000004,7.538956799999999E-2,0.32810908800000005,0.48813926399999991,0.28642460800000002,0.394368512,0.14608681600000001]
[589,1,0.70960467199999999,0.32905313599999997,5.2787967999999998E-2,0.46869009600000006,0.164736048,0.20969099199999999,7.6144320000000015E-2,7.0114623999999987E-2,4.9804559999999998E-2,0.63413086399999996,0.36930977599999998,0.41759078400000005,0.11690288,0.46007321599999995,0.39725731199999997,0.14325921599999999,0.208153904,0.228405936,0.52540507199999997,0.33808300800000002,0.83018292800000004,0.64123588799999998,0.81777604800000003,0.86761553600000008,0.49563356800000002,0.85034388800000005,0.44252807999999999,0.12246734399999999,0.7299877600000001,0.31783561599999993,0.76534180800000007,0.49348304000000004,0.75954780799999999,0.30921836800000002,0.12234356799999999,0.54245083199999999,0.15133384,0.66286761599999999,7.1805408000000001E-2,0.145727632,0.67534662400000001,0.31782790400000005,0.38570628799999995,4.8798032000000005E-2,0.20857891200000001,0.320630256,0.33732830400000002,0.46853542399999998,0.115461808,0.154762496,0.18669030399999997,6.9528543999999984E-2,8.5777919999999994E-2,0.62337799999999999,0.52228537600000002,0.26780867199999997,0.13838951999999999,0.10798601600000002,0.58614391999999993,0.65908593600000009,0.40305262400000003,0.31354833600000004,8.2659695999999991E-2,0.13300635199999999,0.101051328,6.5825984000000004E-2,7.807704E-2,0.21477675200000002,0.15133243199999996,0.29785409600000001,5.9587583999999992E-2,0.43510638400000001,0.12869070400000002,4.7151551999999999E-2,5.6006176000000005E-2,8.4007023999999986E-2,7.7861392000000001E-2,7.2511456000000002E-2,0.35002348799999999,0.27354432000000001,8.8671488000000007E-2,0.65338347200000002,0.40486032,4.1087071999999995E-2,8.9896816000000004E-2,0.25194171199999998,7.4849311999999987E-2,0.26412377600000003,8.5685983999999979E-2,0.12355571199999998,0.52012360000000002,0.17092128000000001,0.31458492799999999,7.6407263999999989E-2,0.33239735999999998,0.49248183999999995,0.28638528000000002,0.40487926400000002,0.15256694400000001]
[590,1,0.71489999999999998,0.33760000000000001,5.305E-2,0.47105000000000002,0.16697999999999999,0.21160000000000001,7.9200000000000007E-2,7.2160000000000002E-2,5.0389999999999997E-2,0.64907999999999999,0.37352999999999997,0.42691000000000001,0.12216,0.4622,0.40525,0.14527000000000001,0.20913999999999999,0.23219999999999999,0.52600000000000002,0.34583000000000003,0.83333999999999997,0.6462,0.81801000000000001,0.86780000000000002,0.49629000000000001,0.85240000000000005,0.44275999999999999,0.12237000000000001,0.73114000000000001,0.31902999999999998,0.76648000000000005,0.49309999999999998,0.76021000000000005,0.30848999999999999,0.12196,0.54310000000000003,0.152,0.66315000000000002,7.2239999999999999E-2,0.14735999999999999,0.67490000000000006,0.31534000000000001,0.38200000000000001,4.8800000000000003E-2,0.20576,0.31809999999999999,0.33700000000000002,0.46354000000000001,0.11448999999999999,0.15442,0.18765999999999999,6.9349999999999995E-2,8.3900000000000002E-2,0.61799999999999999,0.51865000000000006,0.26262999999999997,0.13469999999999999,0.10463,0.58409999999999995,0.65854000000000001,0.40242,0.31274000000000002,8.3019999999999997E-2,0.13099,9.9489999999999995E-2,6.5299999999999997E-2,7.7399999999999997E-2,0.21485000000000001,0.15312999999999999,0.29698000000000002,6.1199999999999997E-2,0.43496000000000001,0.12858,4.6859999999999999E-2,5.6800000000000003E-2,8.72E-2,7.7640000000000001E-2,7.3480000000000004E-2,0.35016999999999998,0.27437,9.0240000000000001E-2,0.65380000000000005,0.4052,4.2079999999999999E-2,9.0880000000000002E-2,0.25139,7.9329999999999998E-2,0.27076,8.6929999999999993E-2,0.12759999999999999,0.52154,0.17222000000000001,0.31669999999999998,7.7479999999999993E-2,0.33692,0.49691999999999997,0.28610000000000002,0.41520000000000001,0.1595]
[591,1,0.72008952000000004,0.34613507200000004,5.3303744000000007E-2,0.4732878399999999,0.169140016,0.21345907200000003,8.2529488000000012E-2,7.4414832E-2,5.0974863999999995E-2,0.66353956799999991,0.37745833600000006,0.43608641599999998,0.12751767999999999,0.46415924799999991,0.41325889600000004,0.14738838400000001,0.21011107199999998,0.23603393599999997,0.52652899200000003,0.35397126400000001,0.83628601599999997,0.65104972800000005,0.81820868800000013,0.86794014400000008,0.4969887360000001,0.85440078400000008,0.44300102400000002,0.12222,0.73227131199999995,0.32025384000000001,0.76760449600000014,0.49271092799999999,0.76087235200000003,0.307733904,0.12156852800000001,0.54375743999999993,0.15290131200000001,0.663442384,7.2679791999999993E-2,0.14902555199999998,0.67447308800000005,0.31293598400000006,0.37813054400000001,4.8803296000000003E-2,0.20284822399999999,0.31549342399999997,0.336659392,0.45851579200000003,0.11352783999999999,0.15412755199999997,0.18869612799999999,6.9206847999999987E-2,8.2098624000000009E-2,0.61248379199999992,0.51494008000000002,0.25751281599999998,0.130938736,0.101351504,0.58206105600000002,0.65797107200000005,0.40184356800000004,0.31192766399999999,8.3301072000000004E-2,0.129008176,9.7830399999999984E-2,6.4789631999999986E-2,7.673601599999999E-2,0.21497945600000004,0.154963984,0.29617257600000002,6.2555951999999998E-2,0.43483776000000002,0.12855323199999999,4.6572976000000002E-2,5.7422544000000006E-2,9.0246880000000002E-2,7.745571200000001E-2,7.4504927999999998E-2,0.350428768,0.27522481599999998,9.1652463999999989E-2,0.65424732799999996,0.40549652799999997,4.3090911999999995E-2,9.2047728000000009E-2,0.250781584,8.3997007999999998E-2,0.27735772800000003,8.8222831999999987E-2,0.131677408,0.52301240000000004,0.17362056000000001,0.31888251200000001,7.861132799999998E-2,0.341675232,0.50145291200000008,0.28559270400000009,0.42529868800000004,0.16687336]
[592,1,0.72517028799999994,0.35464542400000004,5.3554544000000003E-2,0.47540744000000001,0.17123494399999997,0.21526590400000006,8.6146E-2,7.6889680000000002E-2,5.1556816000000005E-2,0.67746998400000014,0.38110385600000002,0.44509766400000006,0.132949392,0.465947008,0.42123563200000003,0.14961641600000003,0.21106915200000001,0.23988993600000003,0.52700288000000006,0.36251004799999997,0.83902414400000003,0.65578243199999997,0.81837596800000012,0.86803937600000003,0.49772758400000006,0.85634688000000003,0.44325115199999998,0.12201604800000003,0.73338169600000025,0.32150820800000002,0.76871348800000006,0.49230960000000001,0.76153584000000007,0.30694931199999997,0.12116887999999999,0.54442102400000003,0.15401956800000002,0.66374417599999991,7.3122400000000004E-2,0.15071408,0.67406745600000018,0.310609792,0.37410499200000008,4.8807808000000008E-2,0.19983801599999998,0.31281356800000004,0.33630022400000009,0.45346595200000006,0.11257372799999998,0.153879184,0.18978508800000002,6.9096911999999983E-2,8.0374320000000013E-2,0.60684335999999994,0.51116153600000003,0.25246369599999996,0.12711329599999999,9.8155264000000006E-2,0.58002352000000001,0.65737953599999999,0.40131974400000003,0.31112015999999998,8.3501760000000008E-2,0.127060544,9.6081647999999992E-2,6.4293983999999998E-2,7.6084063999999979E-2,0.21515921600000001,0.15682257600000002,0.2954290080000001,6.3636656000000014E-2,0.43473848000000004,0.12860337599999999,4.6293152000000004E-2,5.7863616000000007E-2,9.3118640000000003E-2,7.7307935999999994E-2,7.5579424000000006E-2,0.35079688000000003,0.27610852800000002,9.2881887999999996E-2,0.65472513600000015,0.40575025600000003,4.4114239999999999E-2,9.3409632000000006E-2,0.25013436800000005,8.8822176000000003E-2,0.28389071999999999,8.9563856000000011E-2,0.13577044800000002,0.52453945599999996,0.17513096,0.32113251199999998,7.9804607999999999E-2,0.34666148800000002,0.50607902399999993,0.284889328,0.43514523200000005,0.174679216]
[593,1,0.73014009599999996,0.36311881600000007,5.3832944000000001E-2,0.47741040000000007,0.17330971200000003,0.21701401600000003,9.0070832000000017E-2,7.9597888000000019E-2,5.2130768000000001E-2,0.69085320000000017,0.38448209600000005,0.45395939200000002,0.13841982400000002,0.467574928,0.42913668800000004,0.151954688,0.21201003200000001,0.24374857600000005,0.52742396800000002,0.37144283200000006,0.84157907200000004,0.66039761600000002,0.81851852800000025,0.86810060800000011,0.49851091199999997,0.85823777600000006,0.44351592000000006,0.12176553600000001,0.73447464000000007,0.32276097599999998,0.76980256000000002,0.49188611199999999,0.76220708800000003,0.30613647999999999,0.120760912,0.54507180799999999,0.15527022400000001,0.66404404799999994,7.3565088000000001E-2,0.152412928,0.67368526400000006,0.30835544000000004,0.36996935999999997,4.8812799999999996E-2,0.19680756799999999,0.31007219200000002,0.33591689600000008,0.44839739200000006,0.11162817600000001,0.153663776,0.19089660799999997,6.9015055999999991E-2,7.8727775999999999E-2,0.60111564799999995,0.50734347200000007,0.247495936,0.123264256,9.5048863999999997E-2,0.57798830400000001,0.65677047999999993,0.4008408,0.31032617599999995,8.3625008000000001E-2,0.12515099199999999,9.4259696000000004E-2,6.3813295999999992E-2,7.5444752000000004E-2,0.21538225600000002,0.15869292800000001,0.29474616000000003,6.4452400000000007E-2,0.43466375999999995,0.12872296000000003,4.6022128000000009E-2,5.8131967999999999E-2,9.5799760000000012E-2,7.7195360000000005E-2,7.6694000000000012E-2,0.35126651200000003,0.27701831999999998,9.3997711999999997E-2,0.65522910400000001,0.40596502400000001,4.5140608000000006E-2,9.487393600000002E-2,0.24948227200000003,9.3739184000000003E-2,0.290347152,9.0951680000000007E-2,0.13985628800000002,0.52610323200000009,0.17675976000000002,0.323452672,8.1064928000000008E-2,0.35187222399999996,0.51079913599999993,0.28401195200000001,0.44469937600000009,0.18287531200000001]
[594,1,0.73499718399999991,0.371543968,5.4181184E-2,0.47929720000000003,0.17542432000000002,0.21869444799999999,9.4328703999999999E-2,8.2553776000000009E-2,5.2690240000000006E-2,0.70368593600000007,0.38761177600000002,0.46271032000000006,0.14389121599999999,0.46906396800000005,0.43692662400000004,0.15440264000000001,0.212925632,0.24759113600000002,0.52778969600000003,0.38075961600000008,0.84398808000000003,0.66489655999999997,0.818644288,0.86812655999999999,0.49933703999999995,0.8600723520000001,0.44379860800000004,0.121477104,0.73555590400000004,0.32396486400000002,0.77086619199999995,0.49142934399999999,0.76289601600000012,0.305296448,0.12034462400000001,0.54568395199999986,0.15653184000000001,0.66432616,7.4005136000000013E-2,0.154108896,0.67332883200000004,0.30616740800000003,0.36579276799999993,4.8817151999999996E-2,0.19388128000000002,0.30728633600000005,0.33550492800000004,0.44331947199999999,0.110693184,0.15346780800000001,0.19199204799999997,6.8954559999999998E-2,7.7159551999999992E-2,0.59535065600000003,0.503528368,0.24262657600000001,0.11945097599999999,9.2041263999999998E-2,0.57595948799999985,0.65615182399999994,0.400396896,0.30955355200000001,8.367633599999999E-2,0.12328583999999999,9.238366399999999E-2,6.3348447999999988E-2,7.481968E-2,0.215641376,0.16056264000000001,0.294120832,6.5033184000000008E-2,0.43461687999999998,0.12890438400000001,4.5760703999999999E-2,5.8248959999999995E-2,9.8285919999999999E-2,7.7116463999999996E-2,7.7837615999999998E-2,0.35182718399999996,0.27794987199999999,9.5114335999999994E-2,0.65575251200000007,0.406146752,4.6158975999999997E-2,9.6294480000000002E-2,0.24886825600000001,9.8661951999999997E-2,0.29672550400000003,9.2384384E-2,0.14391020800000004,0.52767892800000005,0.17851616000000001,0.32584739200000001,8.2398288E-2,0.35729783999999998,0.51561564800000004,0.28297897599999999,0.45391695999999998,0.19139900799999998]
[595,1,0.73973999999999995,0.37991000000000003,5.4629999999999998E-2,0.48107,0.17763000000000001,0.2203,9.894E-2,8.5769999999999999E-2,5.323E-2,0.71596000000000004,0.39051000000000002,0.47137000000000001,0.14932999999999999,0.47043000000000001,0.44457000000000002,0.15695999999999999,0.21381,0.25140000000000001,0.52810000000000001,0.39045000000000002,0.84628000000000003,0.66927999999999999,0.81876000000000004,0.86812,0.50019999999999998,0.86185,0.44409999999999999,0.12116,0.73663000000000001,0.32508999999999999,0.77190000000000003,0.49092999999999998,0.76361000000000001,0.30442999999999998,0.11992,0.54623999999999995,0.15770999999999999,0.66457999999999995,7.4440000000000006E-2,0.15579000000000001,0.67300000000000004,0.30403999999999998,0.36163000000000001,4.8820000000000002E-2,0.19114,0.30447000000000002,0.33506000000000002,0.43824000000000002,0.10977000000000001,0.15328,0.19303999999999999,6.8909999999999999E-2,7.5670000000000001E-2,0.58958999999999995,0.49975000000000003,0.23787,0.11572,8.9139999999999997E-2,0.57394000000000001,0.65552999999999995,0.39998,0.30880999999999997,8.3659999999999998E-2,0.12146999999999999,9.0469999999999995E-2,6.2899999999999998E-2,7.4209999999999998E-2,0.21593000000000001,0.16242000000000001,0.29354999999999998,6.54E-2,0.43459999999999999,0.12914,4.5510000000000002E-2,5.8229999999999997E-2,0.10057000000000001,7.707E-2,7.9000000000000001E-2,0.35247000000000001,0.27889999999999998,9.6299999999999997E-2,0.65629000000000004,0.40629999999999999,4.7160000000000001E-2,9.758E-2,0.24833,0.10352,0.30302000000000001,9.3859999999999999E-2,0.14791000000000001,0.52925,0.18040999999999999,0.32832,8.3809999999999996E-2,0.36292999999999997,0.52053000000000005,0.28181,0.46276,0.20019999999999999]
[596,1,0.74436748799999986,0.38820713600000001,5.5181199999999993E-2,0.48273390400000005,0.179951888,0.22182867199999998,0.103911936,8.9254175999999991E-2,5.3748383999999996E-2,0.72765265600000018,0.39318862400000004,0.47991841600000001,0.154715136,0.47167366399999999,0.45203100799999996,0.15962695999999998,0.21466347200000002,0.25516099199999998,0.52836236800000003,0.40050244800000007,0.84845854399999998,0.67354705599999998,0.81886905600000004,0.86808377599999986,0.50110454400000004,0.86357177600000012,0.44442180800000008,0.12081897600000001,0.73769766399999992,0.32613991999999997,0.77290305599999987,0.49038399999999999,0.76434884799999991,0.30353764799999994,0.11948726400000001,0.54674025599999987,0.15879148800000001,0.66480635199999993,7.4867744000000014E-2,0.15744825600000004,0.67269936000000008,0.30196721600000004,0.35749296000000008,4.8821440000000008E-2,0.18857473599999999,0.30162819200000002,0.334578176,0.43316195200000002,0.10885768,0.153095856,0.194030496,6.8879536000000005E-2,7.4258848000000016E-2,0.58385011199999992,0.49601630400000002,0.23323246400000003,0.11207958400000001,8.6348287999999995E-2,0.57192956799999994,0.65490715199999994,0.39958731199999997,0.30810247999999996,8.3576719999999993E-2,0.11970412799999998,8.8527263999999994E-2,6.2467519999999999E-2,7.3615552000000001E-2,0.216243296,0.16425568000000002,0.293031184,6.5546976000000007E-2,0.43461193600000003,0.12942195200000001,4.5271872000000012E-2,5.8072671999999999E-2,0.102636512,7.7055824000000009E-2,8.0173391999999996E-2,0.35319073600000001,0.27986881599999996,9.7529328000000012E-2,0.65684006399999995,0.40642512000000003,4.8139392000000003E-2,9.8735119999999982E-2,0.24788947200000006,0.10828929600000001,0.30921214399999997,9.5376528000000002E-2,0.15184115200000003,0.53081659199999998,0.18245102399999999,0.33087067199999998,8.5303247999999998E-2,0.36876468800000001,0.52554116800000017,0.280528096,0.47120923200000003,0.20926492799999999]
[597,1,0.74887937599999999,0.396427376,5.5835504000000008E-2,0.48429359999999999,0.18241763200000002,0.22327857600000003,0.10924787200000002,9.3012048000000014E-2,5.4244128000000003E-2,0.73875024000000011,0.39566001600000006,0.48834667199999998,0.16003014399999999,0.47279764799999996,0.45928316800000002,0.162402448,0.21548547199999998,0.25886289600000006,0.52858300800000002,0.41089699200000007,0.85052755200000019,0.67769801600000001,0.81897436800000023,0.86802052800000018,0.50206403199999994,0.86523905599999995,0.44476696000000004,0.120455056,0.73876007999999993,0.32711249600000003,0.77387519999999999,0.48978883200000001,0.76511180800000012,0.30262087999999998,0.11904707200000002,0.54718444799999999,0.15976758400000002,0.66500548800000003,7.5286848000000003E-2,0.15907756800000003,0.67242702399999998,0.29994351999999996,0.35339560000000003,4.8821760000000013E-2,0.186194368,0.29876691200000005,0.33405705600000007,0.42808827200000005,0.10795577600000002,0.152912096,0.19495628800000001,6.8861456000000001E-2,7.2925296000000001E-2,0.57814796800000001,0.49233587200000001,0.22871977600000001,0.108537616,8.3668383999999998E-2,0.56992990399999999,0.65428631999999987,0.39921656,0.30743633599999998,8.3428288000000003E-2,0.11798923199999999,8.6563136000000027E-2,6.2050735999999988E-2,7.3036592000000011E-2,0.21657721600000002,0.16606244800000003,0.29256216000000002,6.5475840000000007E-2,0.43465151999999996,0.12974208000000001,4.5047568000000003E-2,5.7779008E-2,0.10447840000000003,7.7074320000000002E-2,8.1349760000000007E-2,0.35398475200000007,0.28085656000000003,9.8792672000000012E-2,0.65740054400000003,0.40652238400000007,4.9093888000000009E-2,9.9729216000000023E-2,0.24757011200000001,0.11294982400000002,0.31528819200000008,9.6931359999999994E-2,0.15569156800000003,0.532377392,0.18464888000000002,0.33349979200000002,8.688100800000001E-2,0.37479702400000003,0.53064873600000007,0.27915395199999998,0.47925201600000006,0.21857811199999999]
[598,1,0.753273584,0.40455825600000006,5.661356800000001E-2,0.4857558560000001,0.18507553600000001,0.22464255999999999,0.11497236800000001,9.705823999999999E-2,5.4711952000000001E-2,0.74923510400000004,0.39794156800000002,0.49662732799999998,0.16523699200000003,0.47381571199999994,0.46628244800000007,0.16528825600000002,0.21627115199999999,0.26248488000000003,0.52876300800000009,0.42163153600000008,0.8525152800000001,0.68173241600000001,0.81908288000000007,0.8679333600000001,0.50301671999999997,0.866850656,0.44511819200000002,0.120093856,0.73982137600000009,0.32802115199999998,0.77481118400000004,0.48913414399999994,0.76590668800000006,0.30167851200000001,0.11859839999999999,0.54757048000000008,0.16053912000000001,0.66517678400000002,7.5694192000000007E-2,0.16066336000000003,0.67218492800000007,0.29796230400000001,0.34939040000000005,4.8819520000000005E-2,0.18398024000000002,0.29589891200000001,0.33349097600000005,0.42302715200000002,0.107064912,0.152716096,0.19578376,6.8850815999999995E-2,7.1670224000000005E-2,0.572524704,0.48874128000000006,0.224347088,0.10514068800000001,8.1108880000000008E-2,0.56794144000000002,0.65367268800000011,0.398859568,0.30682163200000001,8.3217375999999996E-2,0.11632993600000001,8.4594688000000001E-2,6.1650112000000014E-2,7.2473791999999995E-2,0.21692465599999999,0.16782585600000002,0.29213961600000005,6.5199664000000018E-2,0.43472086399999998,0.13009316800000004,4.4839263999999997E-2,5.7359904000000003E-2,0.10608004800000001,7.7123136000000009E-2,8.2518688000000021E-2,0.35484372800000002,0.28186014399999992,0.100052816,0.6579671840000002,0.40659668799999998,5.0013184000000002E-2,0.10064387200000001,0.24740787200000003,0.11742779199999999,0.32123752,9.8522912000000018E-2,0.159436304,0.53393347199999996,0.18701753599999998,0.33621035200000005,8.8548927999999999E-2,0.38101848000000005,0.53585270399999996,0.277709808,0.48684336,0.22809169599999998]
[599,1,0.75754747200000006,0.41258585599999997,5.7540832E-2,0.48712883200000001,0.18798071999999999,0.225911744,0.121117104,0.101410352,5.5145296000000003E-2,0.7590882080000001,0.40005247999999999,0.50472078399999987,0.17029048000000002,0.47474529600000009,0.47297908799999999,0.16828726399999996,0.21701427199999998,0.26600286400000001,0.52890172800000002,0.43270992000000003,0.85445804800000003,0.68564953600000011,0.81920283199999988,0.86782555200000011,0.503867968,0.86840449600000003,0.44544870400000003,0.11977129600000001,0.74088667200000002,0.32889076799999994,0.77570404799999992,0.48840705599999995,0.76674412800000014,0.30070830399999993,0.11813956799999997,0.54789811200000005,0.16097673600000001,0.66532088,7.6086095999999992E-2,0.162188112,0.67197555200000003,0.29601652799999995,0.34554263999999996,4.8812640000000004E-2,0.18189091200000002,0.29303915200000002,0.33287321600000003,0.41798859200000005,0.10618604799999999,0.15249209599999999,0.196470592,6.8841696000000008E-2,7.0495072000000006E-2,0.56702951999999995,0.48527300800000006,0.22013272000000003,0.10194824000000001,7.8680496000000003E-2,0.56596409599999986,0.65307209600000005,0.39850625599999995,0.30627012799999997,8.2946863999999995E-2,0.11473208,8.2642079999999993E-2,6.1266368000000002E-2,7.1927952000000003E-2,0.21727753599999999,0.16952894400000001,0.29175987199999998,6.4735248000000009E-2,0.43482316800000004,0.13046833600000002,4.4649519999999998E-2,5.6829199999999996E-2,0.107422976,7.7198911999999995E-2,8.3668896000000006E-2,0.355758144,0.28287540799999999,0.1012484,0.65853510400000004,0.40665451199999997,5.0884640000000002E-2,0.101621008,0.247442832,0.12163159999999999,0.32705052800000006,0.100149904,0.16304608000000004,0.53548939200000001,0.18957307200000001,0.33900619200000004,9.0313567999999997E-2,0.387419136,0.54115307200000007,0.276218464,0.49392742400000006,0.23774711999999998]
[600,1,0.76170000000000004,0.42049999999999998,5.8630000000000002E-2,0.48842000000000002,0.19117999999999999,0.22708,0.12770000000000001,0.10607999999999999,5.5539999999999999E-2,0.76829999999999998,0.40200999999999998,0.51259999999999994,0.17516000000000001,0.47560000000000002,0.47933999999999999,0.1714,0.21770999999999999,0.26939999999999997,0.52900000000000003,0.44412000000000001,0.85638000000000003,0.68945000000000001,0.81933999999999996,0.86770000000000003,0.50456000000000001,0.86990000000000001,0.44574000000000003,0.11951000000000001,0.74195999999999995,0.32973999999999998,0.77654999999999996,0.48759999999999998,0.76763000000000003,0.29970999999999998,0.11767,0.54817000000000005,0.161,0.66544000000000003,7.646E-2,0.16364000000000001,0.67179999999999995,0.29409999999999997,0.34189999999999998,4.8800000000000003E-2,0.1799,0.29020000000000001,0.3322,0.41298000000000001,0.10532,0.15223,0.19699,6.8830000000000002E-2,6.9400000000000003E-2,0.56169999999999998,0.48196,0.21609,9.9000000000000005E-2,7.639E-2,0.56399999999999995,0.65249000000000001,0.39815,0.30579000000000001,8.2619999999999999E-2,0.1132,8.072E-2,6.0900000000000003E-2,7.1400000000000005E-2,0.21762999999999999,0.17116000000000001,0.29142000000000001,6.4100000000000004E-2,0.43496000000000001,0.13086,4.4479999999999999E-2,5.62E-2,0.1085,7.7299999999999994E-2,8.4790000000000004E-2,0.35671999999999998,0.28389999999999999,0.10233,0.65910000000000002,0.40670000000000001,5.1700000000000003E-2,0.10274,0.24771000000000001,0.1255,0.33272000000000002,0.10181,0.16650000000000001,0.53705000000000003,0.19233,0.34189000000000003,9.2179999999999998E-2,0.39399000000000001,0.54654999999999998,0.2747,0.50046999999999997,0.2475]
[601,1,0.76573231999999991,0.42829590400000001,5.9883344000000005E-2,0.48963456000000005,0.19470286399999998,0.228146288,0.134716,0.111068704,5.5895775999999994E-2,0.77687361600000016,0.40382747200000002,0.52025950399999987,0.17983724800000003,0.47638556799999998,0.48535584000000004,0.17462358399999997,0.21835670399999998,0.27267056000000001,0.52906172799999995,0.45582728,0.85828468799999991,0.69313595200000011,0.81949615999999992,0.86755894399999989,0.50510284800000016,0.87133889600000003,0.44599744000000002,0.11930992,0.74304305599999998,0.33056318400000001,0.77735027199999984,0.486714064,0.76856228799999993,0.29868630400000001,0.117190848,0.54838785599999995,0.16060947199999998,0.66553567999999996,7.6815199999999986E-2,0.16501624000000001,0.67165755199999999,0.29220807999999998,0.338477472,4.8782048000000001E-2,0.17801689600000001,0.28738863999999997,0.33147222400000004,0.40800430399999998,0.10446718399999999,0.15192905599999998,0.197340656,6.8814607999999985E-2,6.8383248000000021E-2,0.55655262399999994,0.478810656,0.21222332799999999,9.6301520000000002E-2,7.4237664000000009E-2,0.56205368,0.65193043200000012,0.39778980800000002,0.30538359999999992,8.2240176000000012E-2,0.11173505599999999,7.8834080000000001E-2,6.0551008000000003E-2,7.0890752000000029E-2,0.21797955199999999,0.17271542400000001,0.29111822399999998,6.3307647999999994E-2,0.435130128,0.13126009600000002,4.4331007999999998E-2,5.548140800000001E-2,0.10931848000000001,7.742750399999998E-2,8.5873984E-2,0.35772454399999998,0.28493447999999999,0.103305008,0.65965907200000018,0.40673339199999997,5.2457968000000001E-2,0.10397719999999999,0.248234064,0.12902216000000002,0.33824008,0.10349940799999999,0.16979088000000001,0.53861496000000009,0.19529612800000004,0.34486238400000002,9.4150896000000012E-2,0.40072364799999993,0.55204313599999999,0.27317044800000001,0.50647105599999998,0.25733140799999998]
[602,1,0.76964518400000004,0.43596793600000006,6.1313728000000012E-2,0.49077793600000003,0.19857961600000001,0.22910928000000003,0.14216212800000003,0.11637863999999999,5.6211792000000003E-2,0.78481182400000005,0.40551884799999999,0.52768572799999991,0.184310112,0.477108912,0.49101412799999999,0.177955856,0.21895259200000003,0.27580735999999995,0.52909004800000015,0.46780121600000008,0.86017936000000006,0.69670913600000006,0.81967360000000011,0.86740463999999995,0.50549063999999999,0.87272233600000004,0.44622883200000013,0.11917665599999999,0.74413769600000002,0.33135155200000005,0.77810526400000002,0.48574958400000001,0.769540208,0.29763923200000003,0.11670288000000001,0.54855120000000013,0.15979176000000003,0.66560838400000022,7.7150831999999989E-2,0.16631272,0.67154796800000005,0.29033614400000002,0.33529384000000001,4.8758880000000004E-2,0.17624136000000001,0.28461283199999998,0.33069065600000003,0.403065232,0.10362819200000001,0.15158729599999998,0.19751760000000002,6.8794015999999999E-2,6.7443344000000002E-2,0.55160638400000006,0.47583616000000001,0.20853796799999999,9.386324800000001E-2,7.2224560000000007E-2,0.56012879999999998,0.6513972480000001,0.39742388799999995,0.30505379199999999,8.1810736000000009E-2,0.11033889600000002,7.6991167999999999E-2,6.021947200000001E-2,7.040091200000001E-2,0.21832321600000001,0.17419041600000001,0.29085257599999997,6.2371984000000005E-2,0.43533278400000003,0.13166132800000002,4.4203024000000007E-2,5.4682943999999997E-2,0.10988332800000002,7.758201599999999E-2,8.6913087999999999E-2,0.35876700799999994,0.285978864,0.10419433599999998,0.66020958400000018,0.40675572800000009,5.3156144000000009E-2,0.105353392,0.24904043200000003,0.13217987199999998,0.34360464000000002,0.10521451200000001,0.17290998400000002,0.54018259200000007,0.19847697600000003,0.34792427200000003,9.6229408000000002E-2,0.4076114400000001,0.55763142399999988,0.27164572799999998,0.51192576000000001,0.267218016]
[603,1,0.77344316800000001,0.44351844800000001,6.2867711999999992E-2,0.49185779200000002,0.20284108800000003,0.22996947200000001,0.15001761600000002,0.12200505600000001,5.6491088000000002E-2,0.7921369920000001,0.40709686399999995,0.53489195199999995,0.18859473600000001,0.47777513599999999,0.49633745600000007,0.18138932800000002,0.21949504,0.27881615999999998,0.52908924800000012,0.47997451200000013,0.86205259200000006,0.70017560000000012,0.81987080000000001,0.86723897600000011,0.50576707200000015,0.87405473600000005,0.44641534400000005,0.11909275200000001,0.745245936,0.33213816000000002,0.778820976,0.4847143040000001,0.77055556800000002,0.29657520000000004,0.11620907200000001,0.54868414399999998,0.15861196799999999,0.665672288,7.7467503999999993E-2,0.16753504000000002,0.67146726400000001,0.28847996799999998,0.33235276799999997,4.8732352E-2,0.17457542400000001,0.281879184,0.329859968,0.39816280000000009,0.10280360000000001,0.151211136,0.197539984,6.8769504000000009E-2,6.6576319999999994E-2,0.54686886400000012,0.473034544,0.20503428800000001,9.167009600000002E-2,7.0345936000000012E-2,0.55823680000000009,0.65089662400000003,0.39705588800000002,0.30479838400000003,8.133689600000002E-2,0.109012496,7.5190015999999998E-2,5.9905456000000003E-2,6.9932512000000016E-2,0.21866224000000004,0.175589728,0.29062252800000005,6.1321360000000012E-2,0.43556487999999999,0.13205207999999999,4.4094880000000003E-2,5.3820880000000008E-2,0.11022849600000001,7.7767168000000012E-2,8.7897312000000005E-2,0.35984203200000003,0.28703636800000004,0.10489302400000003,0.66074761600000009,0.40676414400000005,5.3799760000000009E-2,0.10673430400000002,0.25015359999999998,0.135000544,0.34881832000000002,0.10694937600000001,0.17586084800000001,0.54177118400000002,0.201893344,0.35107528000000005,9.8416000000000003E-2,0.414648032,0.56331771200000003,0.27013780799999998,0.51686614400000008,0.27715398400000002]
[604,1,0.77713299199999997,0.45095440000000003,6.4460496000000006E-2,0.492882608,0.20751576000000002,0.230729024,0.15824966400000001,0.12793827200000002,5.6739103999999999E-2,0.79888327999999997,0.40857319999999997,0.54190577600000001,0.19272384000000001,0.4783875199999999,0.50136886400000003,0.18491352000000003,0.219981488,0.28171056,0.52906444800000008,0.49225908800000001,0.86388142400000001,0.70354366400000001,0.82008384000000001,0.86706355200000007,0.50600662400000007,0.875342336,0.44652961600000002,0.119027328,0.746369536,0.33297188800000005,0.77950676799999996,0.48362086400000004,0.77159556799999995,0.29550308800000002,0.11571366400000002,0.54882220800000003,0.15718329600000003,0.66574795200000014,7.7766816000000002E-2,0.16869472000000002,0.67140943999999991,0.28663579200000006,0.32964617600000001,4.8705343999999998E-2,0.17302500799999998,0.279193056,0.32898751999999998,0.393294688,0.101993968,0.15081233599999999,0.19744204800000001,6.874411200000001E-2,6.5776736000000002E-2,0.54233926399999999,0.47039476800000002,0.201709008,8.9690143999999999E-2,6.8593312000000004E-2,0.55639312000000007,0.6504356,0.39669284800000004,0.30461185599999996,8.0824816000000008E-2,0.107756096,7.3424223999999996E-2,5.9608960000000002E-2,6.9488192000000004E-2,0.21900038400000002,0.17692384,0.29042839999999998,6.0190816000000008E-2,0.43582185600000001,0.132418752,4.4004415999999998E-2,5.2914335999999999E-2,0.11040406400000001,7.7988399999999986E-2,8.8816016000000012E-2,0.360944496,0.28811211200000003,0.105247152,0.66126892800000003,0.40675344000000002,5.4398656000000004E-2,0.10790577600000001,0.25159612800000003,0.13754033599999999,0.35389127999999997,0.10869672000000001,0.17865491199999997,0.54340769599999994,0.205571792,0.35431412800000001,0.10070955200000001,0.42182958399999998,0.56910647999999997,0.26865596800000002,0.52134676800000002,0.28714499199999999]
[605,1,0.78071999999999997,0.45828000000000002,6.6040000000000001E-2,0.49386000000000002,0.21263000000000001,0.23139000000000001,0.16683000000000001,0.13417000000000001,5.6959999999999997E-2,0.80508000000000002,0.40995999999999999,0.54874000000000001,0.19672000000000001,0.47894999999999999,0.50614000000000003,0.18851999999999999,0.22040999999999999,0.28449999999999998,0.52902000000000005,0.50458000000000003,0.86565000000000003,0.70682,0.82030999999999998,0.86687999999999998,0.50626000000000004,0.87658999999999998,0.44656000000000001,0.11896,0.74751000000000001,0.33388000000000001,0.78017000000000003,0.48248000000000002,0.77264999999999995,0.29443000000000003,0.11522,0.54898999999999998,0.15559000000000001,0.66585000000000005,7.8049999999999994E-2,0.16980000000000001,0.67137000000000002,0.2848,0.32717000000000002,4.8680000000000001E-2,0.17158999999999999,0.27655999999999997,0.32807999999999998,0.38846000000000003,0.1012,0.15040000000000001,0.19725000000000001,6.8720000000000003E-2,6.5040000000000001E-2,0.53802000000000005,0.46790999999999999,0.19855999999999999,8.7900000000000006E-2,6.6960000000000006E-2,0.55461000000000005,0.65002000000000004,0.39634000000000003,0.30448999999999998,8.0280000000000004E-2,0.10657,7.1690000000000004E-2,5.9330000000000001E-2,6.9070000000000006E-2,0.21934000000000001,0.1782,0.29026999999999997,5.901E-2,0.43609999999999999,0.13275000000000001,4.3929999999999997E-2,5.1979999999999998E-2,0.11045000000000001,7.825E-2,8.9660000000000004E-2,0.36207,0.28921000000000002,0.10517,0.66176999999999997,0.40672000000000003,5.4960000000000002E-2,0.10874,0.25339,0.13983999999999999,0.35882999999999998,0.11045000000000001,0.18129999999999999,0.54510999999999998,0.20952999999999999,0.35764000000000001,0.10310999999999999,0.42914999999999998,0.57499999999999996,0.26721,0.52541000000000004,0.29719000000000001]
[606,1,0.78420550399999989,0.46549091200000003,6.7613983999999988E-2,0.49479419200000002,0.21820380800000005,0.23195395199999999,0.175743872,0.14069628800000003,5.7154048000000006E-2,0.81074192,0.41127041599999997,0.55538704000000005,0.20057571199999999,0.47946844799999994,0.51064844800000009,0.19220611199999998,0.22078073600000001,0.28718144000000007,0.52895804800000001,0.51690158400000008,0.86736363199999988,0.71000659200000005,0.82055033600000016,0.86668982400000005,0.50651555200000009,0.87779865599999995,0.44650924800000008,0.118895264,0.74866823999999998,0.33485803200000008,0.78081198400000007,0.48129657600000003,0.77371630399999991,0.29335816000000003,0.114728864,0.54918796799999992,0.15382963199999999,0.66597824000000017,7.8316784E-2,0.17084916800000002,0.67134902399999996,0.28296968,0.324932,4.8656479999999995E-2,0.17026566399999998,0.27398595199999998,0.32714195199999996,0.38366196800000008,0.10042252800000001,0.149975056,0.19696612800000002,6.8696352000000016E-2,6.4363968000000008E-2,0.53392304000000024,0.46558617600000002,0.19558848000000001,8.6301983999999984E-2,6.5444832000000008E-2,0.5528900160000001,0.64965204800000009,0.39599716800000001,0.30443217599999994,7.970584E-2,0.105454624,6.9991263999999997E-2,5.9068415999999999E-2,6.8678175999999994E-2,0.21967905600000001,0.17941595199999999,0.29014534399999997,5.7792640000000006E-2,0.43639782399999999,0.13304084799999999,4.3871391999999995E-2,5.1027072E-2,0.110376064,7.8553711999999984E-2,9.0424352E-2,0.36321608,0.29033049599999999,0.10469195199999999,0.66224931199999992,0.40666470400000004,5.5483008000000007E-2,0.10926662400000001,0.25555545600000001,0.14189408000000001,0.36362985599999997,0.112204976,0.18379299199999996,0.54687695999999997,0.21376836799999999,0.36105337600000004,0.105620688,0.43659668800000001,0.58099407999999997,0.26581107200000004,0.52906171200000007,0.30726774400000001]
[607,1,0.78759100800000004,0.47258308800000004,6.9173152000000002E-2,0.49568803200000006,0.22425052800000003,0.23242403200000003,0.18497017599999999,0.14750993600000001,5.7322047999999994E-2,0.81588923199999996,0.41251678400000003,0.56185387200000003,0.20428545600000003,0.47994769600000003,0.51489593600000005,0.19596892799999999,0.22109527999999998,0.28975376000000003,0.528880448,0.52918675200000009,0.86902643200000007,0.71310543999999998,0.82080536000000004,0.86649401600000009,0.50676475200000004,0.87896913600000004,0.44636542400000001,0.11883379200000001,0.74984457599999998,0.33591472000000006,0.78143441600000008,0.48007774400000014,0.77479092800000005,0.29228999999999999,0.11424107200000001,0.54941918399999989,0.15190548799999998,0.66613244799999993,7.8567024000000013E-2,0.17184160000000001,0.67134694400000006,0.28114300800000003,0.32293284800000005,4.8635072000000001E-2,0.169054544,0.27147550400000003,0.32617980799999996,0.37890344000000009,9.9662320000000013E-2,0.14953985599999997,0.19659654400000004,6.8672544000000002E-2,6.3746159999999996E-2,0.53005598400000009,0.46342606400000003,0.19279324800000003,8.4893696000000018E-2,6.4045536E-2,0.55123472000000018,0.6493328639999999,0.39566500800000004,0.30443574400000001,7.910553599999999E-2,0.104409536,6.8330336000000005E-2,5.8823776000000001E-2,6.8312591999999991E-2,0.22001584000000002,0.18057068800000001,0.29005228799999999,5.6551039999999997E-2,0.43671327999999998,0.13328760000000001,4.3827920000000006E-2,5.0063600000000007E-2,0.110193296,7.8902288000000001E-2,9.1105952000000004E-2,0.36438163200000001,0.29147436800000004,0.10382110400000001,0.66270609599999997,0.406588224,5.5967679999999999E-2,0.10947326400000001,0.25810936000000007,0.14370390400000002,0.36828615999999997,0.113957216,0.18613364799999998,0.54870974400000005,0.21828758400000003,0.3645544,0.1082452,0.44415507199999998,0.58708267200000008,0.26446788800000004,0.53231294400000007,0.31735862400000003]
[608,1,0.79088147200000003,0.479561024,7.0759119999999995E-2,0.4965521120000001,0.23080324800000002,0.23280115200000007,0.19448712000000001,0.15460558399999999,5.746772800000001E-2,0.82054582399999998,0.41371283200000003,0.56809070400000006,0.20786911999999999,0.48039278400000002,0.51890974400000001,0.19980102400000002,0.221349824,0.29222448000000001,0.52879164800000011,0.54136224000000011,0.87062403200000016,0.71612268800000001,0.82107254399999996,0.86629516800000006,0.50703723199999995,0.88010601600000005,0.44619704000000004,0.11877223999999999,0.75104075199999998,0.33699788800000008,0.7820443680000001,0.478832272,0.77586491200000007,0.29123152000000002,0.11375968,0.54968847999999992,0.14989582400000001,0.66632129600000001,7.8802624000000002E-2,0.172784672,0.67135878399999993,0.27931473600000001,0.32117601600000001,4.8617344E-2,0.16792230399999997,0.26903593600000003,0.32519862399999999,0.37418419200000014,9.8920752000000015E-2,0.149102496,0.19616328000000002,6.8651215999999987E-2,6.318251200000001E-2,0.52642580800000016,0.46142571199999999,0.190174816,8.365620800000001E-2,6.2756240000000005E-2,0.54965750400000002,0.64906928000000019,0.39534788800000009,0.30449923200000001,7.8485072000000003E-2,0.10343604799999999,6.6705247999999995E-2,5.8596816000000003E-2,6.7975727999999999E-2,0.22035270399999998,0.18166982400000004,0.289991312,5.5315760000000012E-2,0.43704385599999995,0.13347843200000001,4.3798768000000002E-2,4.9107808000000003E-2,0.10994012800000003,7.9297184000000007E-2,9.1693871999999996E-2,0.36556134399999995,0.29264480000000009,0.10266201600000001,0.66313640000000007,0.40648766400000008,5.6420272E-2,0.10947734400000002,0.26107710400000006,0.145303408,0.37280558399999997,0.11570017600000002,0.18832710400000002,0.55060740799999996,0.22308632000000003,0.36814278400000011,0.11098275200000002,0.45182049600000002,0.59326958400000007,0.26319302400000005,0.53520073600000007,0.327460064]
[609,1,0.794082976,0.48643216000000006,7.2443248000000002E-2,0.49739987200000008,0.23790164799999999,0.233085552,0.204272704,0.16197843199999998,5.7595807999999998E-2,0.82473681599999993,0.41487288,0.57402081599999999,0.21135494400000002,0.48080883200000002,0.522725632,0.20369359999999997,0.22153868799999998,0.29460399999999998,0.5286969279999999,0.55334276800000004,0.87213595200000005,0.71906577599999999,0.82134828800000004,0.86609648000000006,0.50737235199999997,0.88121505599999994,0.44611033600000005,0.118708128,0.75225892799999994,0.33802401600000004,0.78265072000000002,0.47756952000000008,0.77692753600000009,0.29018976000000002,0.113288448,0.54999841599999999,0.14790384000000001,0.66655542400000001,7.9026303999999992E-2,0.17368846399999999,0.67137774399999994,0.27747838399999997,0.31966598400000007,4.8605216E-2,0.166817824,0.26667548799999996,0.32420303999999994,0.36950302400000001,9.8199503999999993E-2,0.148673056,0.19569361599999999,6.8636208000000004E-2,6.2668463999999993E-2,0.52303931199999998,0.45957888000000002,0.18773430400000002,8.2565040000000006E-2,6.1569824000000002E-2,0.54817572799999992,0.64887001599999994,0.39505140799999999,0.30462168000000001,7.7851407999999997E-2,0.10253608,6.5112639999999999E-2,5.8388736000000004E-2,6.7670943999999997E-2,0.22069340799999998,0.18272112000000001,0.28996385599999996,5.4123359999999995E-2,0.43738699200000003,0.133598944,4.3783136E-2,4.8181375999999998E-2,0.10966407999999998,7.9739119999999997E-2,9.2174592E-2,0.36674857599999999,0.29384571199999998,0.10137956799999999,0.66353526399999996,0.40635902399999996,5.6849104000000004E-2,0.10947342400000001,0.26448692799999995,0.14673739199999999,0.37719860799999999,0.11742657599999999,0.19038031999999999,0.5525655519999999,0.22815945600000001,0.37181812800000003,0.113831024,0.45959151999999998,0.59956185600000012,0.26200039999999997,0.5377707679999999,0.33757518400000003]
[610,1,0.79720000000000002,0.49320000000000003,7.4270000000000003E-2,0.49824000000000002,0.24557000000000001,0.23327999999999999,0.21429999999999999,0.16961999999999999,5.7709999999999997E-2,0.82848999999999995,0.41600999999999999,0.5796,0.21476000000000001,0.48120000000000002,0.52637,0.20763999999999999,0.22166,0.2969,0.52859999999999996,0.56506000000000001,0.87355000000000005,0.72194000000000003,0.82162999999999997,0.8659,0.50778999999999996,0.88229999999999997,0.44617000000000001,0.11864,0.75349999999999995,0.33894000000000002,0.78325999999999996,0.4763,0.77797000000000005,0.28916999999999998,0.11283,0.55035000000000001,0.14599999999999999,0.66683999999999999,7.9240000000000005E-2,0.17455999999999999,0.6714,0.27562999999999999,0.31840000000000002,4.8599999999999997E-2,0.16571,0.26440000000000002,0.32319999999999999,0.36486000000000002,9.7500000000000003E-2,0.14826,0.19520999999999999,6.8629999999999997E-2,6.2199999999999998E-2,0.51990000000000003,0.45788000000000001,0.18547,8.1600000000000006E-2,6.0479999999999999E-2,0.54679999999999995,0.64873999999999998,0.39478000000000002,0.30480000000000002,7.7210000000000001E-2,0.10170999999999999,6.3549999999999995E-2,5.8200000000000002E-2,6.7400000000000002E-2,0.22103999999999999,0.18373,0.28997000000000001,5.2999999999999999E-2,0.43774000000000002,0.13364000000000001,4.3779999999999999E-2,4.7300000000000002E-2,0.1094,8.0229999999999996E-2,9.2539999999999997E-2,0.36793999999999999,0.29508000000000001,0.10009999999999999,0.66390000000000005,0.40620000000000001,5.7259999999999998E-2,0.10959000000000001,0.26835999999999999,0.14804,0.38146999999999998,0.11913,0.1923,0.55457999999999996,0.23350000000000001,0.37558000000000002,0.11679,0.46745999999999999,0.60596000000000005,0.26090000000000002,0.54005999999999998,0.34770000000000001]
[611,1,0.80023422399999999,0.49986145600000004,7.6223360000000004E-2,0.499073824,0.25380793599999996,0.23339094399999999,0.22453744,0.17751723200000002,5.7811823999999998E-2,0.8318336959999999,0.41713503999999996,0.58483860799999998,0.21808190399999999,0.48156923200000001,0.5298509440000001,0.21163707199999998,0.22171798399999998,0.29911459200000001,0.52850214399999995,0.57647782400000003,0.87486860799999999,0.72474723200000002,0.82191737599999992,0.86570593600000001,0.50828927999999995,0.883361328,0.44636519999999996,0.11856785599999999,0.75476294399999999,0.33975432,0.783874336,0.47503496000000001,0.778987808,0.288174496,0.11238505599999998,0.55074542400000004,0.14419543999999998,0.66717327999999998,7.944408E-2,0.17540046400000001,0.67142692800000014,0.27376991999999994,0.31736715199999999,4.8601952000000004E-2,0.16459900800000002,0.26221160000000004,0.32219936000000005,0.36025737600000002,9.6823168000000015E-2,0.147867888,0.19472382399999999,6.8632496000000001E-2,6.1774240000000001E-2,0.517007616,0.45632631999999995,0.183376608,8.0751376E-2,5.9482591999999994E-2,0.54552979199999996,0.64867839999999999,0.39453548800000005,0.30502881600000004,7.6563727999999984E-2,0.10095592,6.2017056000000001E-2,5.8029856000000005E-2,6.716211200000001E-2,0.22139139199999999,0.18469734400000001,0.29000761599999997,5.1954447999999993E-2,0.43810035200000003,0.13360084800000002,4.3788240000000006E-2,4.6469440000000001E-2,0.109159904,8.077384E-2,9.2790527999999997E-2,0.36913779199999996,0.29634881600000001,9.8836975999999993E-2,0.66423123200000012,0.40601177599999994,5.7654063999999998E-2,0.10981121600000002,0.27270612799999994,0.14922304000000003,0.38561511999999998,0.12080619199999999,0.19409068800000001,0.5566503519999999,0.23910248000000001,0.37942814399999997,0.11986311999999999,0.47540855999999998,0.61245465600000004,0.25989600000000002,0.54208771199999994,0.35781777599999998]
[612,1,0.80318779200000001,0.50641510400000012,7.8294800000000012E-2,0.49990443200000007,0.26261684800000001,0.23342467200000003,0.23495448000000002,0.18565758400000001,5.7903008000000006E-2,0.83479502400000005,0.41825883200000008,0.58973022400000008,0.22132224,0.48191950400000005,0.53317966400000005,0.21568094399999999,0.221716144,0.30125103999999997,0.52840508800000008,0.5875575999999999,0.87609155200000011,0.72749004800000006,0.82220990400000005,0.86551476800000005,0.50888355200000002,0.88440009600000014,0.44670472000000006,0.11849295999999999,0.75604683199999989,0.340462928,0.78449644800000007,0.47378571199999991,0.77997635200000015,0.28720583999999993,0.11195463999999999,0.55118719999999999,0.14251118399999999,0.66755553600000006,7.9639264000000015E-2,0.176212112,0.67145934400000007,0.271898256,0.31655825599999998,4.8611424000000007E-2,0.16347214400000001,0.26011273600000007,0.321210624,0.35569691200000003,9.6170112000000016E-2,0.14750169600000002,0.19424751999999998,6.8644096000000002E-2,6.1388191999999994E-2,0.51436188800000004,0.45491435200000002,0.18144937600000002,8.0008128000000012E-2,5.857304E-2,0.54436630399999997,0.64868543999999995,0.39431996800000002,0.30530363199999999,7.5915871999999995E-2,0.10027228800000001,6.0513087999999986E-2,5.7877776000000006E-2,6.6956928000000013E-2,0.221747104,0.185624864,0.290075152,5.0997760000000003E-2,0.43846577600000003,0.133479712,4.3806928000000009E-2,4.5696847999999998E-2,0.10895908800000001,8.1374464000000007E-2,9.2925552000000008E-2,0.37034406399999997,0.29765368000000003,9.7610335999999992E-2,0.66452896000000006,0.405795664,5.8033152000000005E-2,0.11014870400000001,0.27753566400000007,0.15030180800000004,0.38963134400000005,0.12245113599999999,0.19575726400000001,0.55877556799999994,0.24496064000000006,0.383362384,0.12305267200000002,0.48342249600000003,0.61903830400000004,0.25899310400000003,0.54387633600000007,0.36791438400000009]
[613,1,0.80606071999999995,0.5128523519999999,8.0480880000000019E-2,0.50072496,0.27197608000000006,0.23339191999999997,0.24550288000000001,0.19401913600000004,5.7985391999999997E-2,0.83741795200000002,0.41939142400000001,0.59433336000000003,0.22446601599999999,0.48225161600000005,0.536359904,0.21977153600000002,0.22166398400000001,0.30331068799999999,0.52830755200000001,0.59827073600000003,0.87722977599999996,0.73016702400000011,0.82250667200000005,0.8653250400000001,0.50950318400000005,0.88541390399999997,0.44713536000000009,0.11841582399999998,0.75734871999999986,0.34108457600000003,0.78512696000000004,0.47256814400000002,0.78092985599999998,0.286264464,0.11153806400000002,0.55166433600000009,0.14093004799999997,0.66797091199999992,7.9825568000000013E-2,0.17699423999999997,0.67150144,0.27001787199999999,0.31594176000000002,4.8628096000000003E-2,0.16236872000000002,0.25810195200000002,0.32024908799999996,0.35118236800000008,9.554153600000001E-2,0.14716758399999999,0.193795616,6.866377600000001E-2,6.1038944000000012E-2,0.51195408000000009,0.453637664,0.17967622399999997,7.9356160000000023E-2,5.7746208E-2,0.54330017599999991,0.64875376000000007,0.39413580800000003,0.30561228800000001,7.5267615999999996E-2,9.965433600000001E-2,5.9036639999999994E-2,5.7742015999999993E-2,6.6781264000000007E-2,0.222104576,0.186512224,0.29016836800000001,5.0126192E-2,0.4388322400000001,0.13328329600000005,4.3833696000000005E-2,4.4980496000000002E-2,0.10879875199999998,8.2036848000000009E-2,9.2953376000000032E-2,0.37156441600000001,0.29899446399999996,9.6533456000000017E-2,0.66479812800000004,0.40555243200000002,5.8396799999999999E-2,0.11059579200000001,0.28284952000000002,0.15128769600000003,0.39350596800000004,0.12405904000000001,0.19730887999999999,0.560945904,0.251054,0.38738166400000001,0.126366704,0.49146923199999998,0.62569019200000009,0.25818876800000001,0.54544272000000005,0.37796611200000008]
[614,1,0.80885164799999987,0.51916047999999992,8.2773120000000006E-2,0.50152292799999998,0.28185043200000004,0.23330620800000001,0.25612511999999998,0.20257468799999997,5.8060576000000003E-2,0.83975456000000004,0.42054209600000003,0.59874249600000007,0.22748803200000001,0.48256508800000009,0.53938966399999999,0.22391100799999999,0.22157478399999997,0.30529337599999995,0.52820649600000003,0.60859819199999998,0.87830136000000003,0.73277440000000005,0.82280688000000002,0.8651341119999999,0.51003833599999993,0.88639827199999999,0.44756688,0.11833724799999999,0.75866436800000003,0.341655504,0.78576491199999998,0.47140057600000002,0.78184263999999992,0.28534932799999996,0.11113356800000002,0.55215939200000008,0.13940915199999998,0.66839500799999996,8.0002512000000012E-2,0.17774404799999999,0.67155977599999994,0.26813364799999995,0.31547414400000001,4.8651168000000002E-2,0.16135497599999998,0.25617532800000004,0.31933331199999998,0.34671870400000004,9.4937920000000009E-2,0.146871792,0.19338219200000001,6.8689536000000009E-2,6.0723776E-2,0.50977059200000008,0.45248857599999998,0.17804099199999998,7.8781151999999993E-2,5.6996896000000005E-2,0.54231548799999996,0.64887159999999999,0.393985168,0.30593870400000001,7.4618799999999999E-2,9.9095424000000001E-2,5.7586112000000009E-2,5.7620095999999996E-2,6.6630239999999993E-2,0.22245988800000002,0.18735758400000002,0.29028150399999997,4.9326464000000007E-2,0.43919494400000003,0.13302359999999999,4.3865504E-2,4.4313023999999999E-2,0.10867033600000001,8.2766831999999999E-2,9.2887839999999999E-2,0.37280708800000006,0.300370048,9.5749776000000009E-2,0.66504649599999999,0.40528320000000001,5.8742847999999993E-2,0.11112176,0.28864217600000003,0.15218758400000001,0.39722035200000005,0.125623664,0.19875657600000002,0.56314768000000015,0.25735496000000008,0.39148454400000005,0.129816336,0.49950660799999991,0.63238192000000004,0.25747603199999997,0.54679902400000002,0.38794319999999999]
[615,1,0.81155999999999995,0.52532999999999996,8.516E-2,0.50229000000000001,0.29221000000000003,0.23318,0.26677000000000001,0.21129999999999999,5.8130000000000001E-2,0.84184999999999999,0.42171999999999998,0.60302,0.23036999999999999,0.48286000000000001,0.54227000000000003,0.2281,0.22145999999999999,0.30719999999999997,0.52810000000000001,0.61851999999999996,0.87931999999999999,0.73531000000000002,0.82311000000000001,0.86494000000000004,0.51041999999999998,0.88734999999999997,0.44794,0.11826,0.75999000000000005,0.3422,0.78641000000000005,0.4703,0.78271000000000002,0.28445999999999999,0.11074000000000001,0.55266000000000004,0.13791999999999999,0.66881000000000002,8.0170000000000005E-2,0.17846000000000001,0.67164000000000001,0.26624999999999999,0.31512000000000001,4.8680000000000001E-2,0.16047,0.25433,0.31847999999999999,0.34231,9.4359999999999999E-2,0.14662,0.19302,6.8720000000000003E-2,6.0440000000000001E-2,0.50780000000000003,0.45145999999999997,0.17652999999999999,7.8270000000000006E-2,5.6320000000000002E-2,0.54139999999999999,0.64903,0.39387,0.30626999999999999,7.3969999999999994E-2,9.8589999999999997E-2,5.6160000000000002E-2,5.7509999999999999E-2,6.6500000000000004E-2,0.22281000000000001,0.18815999999999999,0.29041,4.8590000000000001E-2,0.43955,0.13270999999999999,4.3900000000000002E-2,4.369E-2,0.10857,8.3570000000000005E-2,9.2740000000000003E-2,0.37408000000000002,0.30177999999999999,9.536E-2,0.66527999999999998,0.40499000000000002,5.9069999999999998E-2,0.11171,0.29491000000000001,0.15301000000000001,0.40076000000000001,0.12714,0.20011000000000001,0.56537000000000004,0.26384000000000002,0.39567000000000002,0.13341,0.50749999999999995,0.63909000000000005,0.25685000000000002,0.54796,0.39782000000000001]
[616,1,0.81418748799999996,0.53136086399999993,8.763928E-2,0.50302828799999988,0.30304088000000001,0.23302244799999997,0.27740515199999999,0.22017972799999996,5.819504000000001E-2,0.84372881599999994,0.42293380800000002,0.60715719999999995,0.23311422399999998,0.483138336,0.54501139200000004,0.23233435199999999,0.22132585599999999,0.30903452799999998,0.52798927999999989,0.62801316799999995,0.88028612800000006,0.73777651200000005,0.82341617599999994,0.86474259200000003,0.51065953599999991,0.88826991999999994,0.44826942399999997,0.11818166400000001,0.76132369600000005,0.34271059199999998,0.78706371200000003,0.46927961600000001,0.78353014399999998,0.28359775999999998,0.11035784,0.55316364800000006,0.136477184,0.66921457599999989,8.0328720000000006E-2,0.17914422400000002,0.67174476800000005,0.26436982399999998,0.31486812800000002,4.8714687999999999E-2,0.15970464000000001,0.252566016,0.31769999999999998,0.33795787199999999,9.3808736000000004E-2,0.146415824,0.19271814399999998,6.8755600000000014E-2,6.0184960000000003E-2,0.50603756799999999,0.45054686400000005,0.175137024,7.781312E-2,5.5710832000000002E-2,0.54055231999999998,0.64922860799999993,0.39379168000000003,0.30660273599999999,7.3323871999999998E-2,9.8135744000000011E-2,5.4757279999999998E-2,5.7411167999999999E-2,6.6389632000000004E-2,0.223154768,0.18892123199999997,0.290552688,4.7922496000000002E-2,0.43989583999999993,0.13234401600000001,4.3936415999999999E-2,4.3115488E-2,0.108508032,8.4450352000000006E-2,9.2512704000000001E-2,0.37538987200000001,0.30322623999999998,9.5384975999999996E-2,0.66549913599999999,0.40467760000000003,5.9379791999999994E-2,0.112377344,0.301654912,0.15376841600000002,0.40412276800000002,0.12860640000000001,0.20137472000000003,0.5676065440000001,0.27050024,0.39993800000000002,0.13714820799999999,0.51543742399999992,0.64580593600000002,0.25631203200000002,0.54894796800000001,0.40758316800000005]
[617,1,0.81673551999999994,0.53725363199999998,9.0215600000000007E-2,0.50373864000000002,0.31432136000000005,0.23284400000000002,0.28799832000000003,0.22919753600000004,5.8256912000000008E-2,0.84541299200000009,0.42419094400000001,0.61115607999999999,0.23572305599999999,0.48340177600000006,0.54762318399999999,0.23660961599999997,0.22118006399999998,0.31080092799999998,0.52787523200000008,0.63706425599999994,0.88120073600000004,0.74017678399999998,0.82372603199999994,0.86454143999999999,0.51075142399999995,0.8891588640000001,0.44856224000000006,0.11809262400000002,0.76266328000000005,0.34318337600000004,0.78772664000000003,0.46835334400000006,0.78430313600000012,0.28276310399999999,0.10998718400000002,0.55366385600000012,0.135090288,0.66960579200000003,8.0479088000000018E-2,0.17979848000000001,0.67187767999999992,0.26249747200000001,0.31470744,4.8755295999999997E-2,0.1590664,0.25088211200000005,0.31700444799999999,0.33366396800000003,9.3284736000000007E-2,0.146261584,0.19248313600000003,6.8796655999999998E-2,5.9956224000000002E-2,0.50447680000000006,0.44974390399999997,0.17385542400000001,7.7402720000000008E-2,5.5164928000000002E-2,0.53976961599999995,0.64946704000000011,0.39375100800000001,0.30693436800000001,7.2682655999999998E-2,9.7730016000000017E-2,5.337712E-2,5.7323055999999997E-2,6.6297904000000005E-2,0.22349425600000003,0.18964286399999999,0.29070852800000002,4.7326832000000006E-2,0.44023119999999999,0.131928816,4.3973935999999998E-2,4.2591775999999998E-2,0.10849147199999999,8.5411648000000007E-2,9.2210576000000016E-2,0.37674577599999998,0.30471102399999994,9.5853056000000006E-2,0.66570452800000002,0.404352832,5.9673520000000008E-2,0.11312827199999999,0.30887439999999999,0.15447385599999999,0.40730676799999999,0.13002255999999998,0.20255615999999999,0.56984750400000006,0.27732800000000007,0.40428854400000003,0.14103046399999999,0.52330899199999992,0.65252115200000016,0.255861968,0.54978408000000012,0.41721947199999998]
[618,1,0.81920395200000007,0.54299872000000016,9.2833760000000015E-2,0.50441795199999995,0.32602912000000001,0.23265611200000005,0.29849844799999997,0.23833014399999999,5.8316384000000006E-2,0.84694988800000015,0.42550199999999999,0.61501775999999997,0.23817844799999999,0.483650256,0.55010705599999998,0.24092720000000004,0.221032112,0.31250028799999996,0.52775670399999997,0.64564422399999999,0.88207718400000001,0.74250825600000014,0.82403884800000016,0.86433508800000014,0.51072779200000007,0.89001324800000003,0.44880457599999996,0.11802502400000002,0.76400430400000008,0.34363088000000003,0.78839972800000013,0.46753707200000005,0.78502244800000021,0.281956608,0.10962764800000001,0.5541629440000001,0.13373595199999999,0.66997388800000002,8.0622016000000005E-2,0.18042185600000002,0.67204395200000011,0.26063616000000001,0.31460267200000003,4.8800704000000007E-2,0.15851128,0.24927724800000003,0.31641033600000001,0.32943198399999996,9.2790176000000002E-2,0.146165024,0.19232964800000002,6.8842032000000011E-2,5.9751008000000015E-2,0.50310771200000004,0.44904374400000002,0.17267190400000001,7.7024159999999994E-2,5.4676704E-2,0.53904147199999997,0.64973595199999989,0.39375041599999999,0.30725144000000004,7.2047600000000003E-2,9.7367648000000001E-2,5.2017439999999998E-2,5.7243504000000008E-2,6.6221535999999998E-2,0.22382470400000001,0.19032409600000003,0.29087324800000008,4.6796928000000015E-2,0.44055272000000001,0.13147209600000001,4.4011216000000006E-2,4.2116784000000004E-2,0.10851979200000002,8.6461344000000009E-2,9.184260800000002E-2,0.37815376000000006,0.30623300799999997,9.6760736E-2,0.66590192000000004,0.404015664,5.9949648000000008E-2,0.11397632000000001,0.31656948800000007,0.15513729600000001,0.41029740800000003,0.13138279999999999,0.20366392000000003,0.57209302400000017,0.28429376000000001,0.40872108800000001,0.14506591999999999,0.53107791999999998,0.65921172800000005,0.25549630400000001,0.55048467200000006,0.42670321599999994]
[619,1,0.82159214399999991,0.54858324800000002,9.5412480000000008E-2,0.50506246399999999,0.33814159999999999,0.23247062400000001,0.30884825599999999,0.24755195200000002,5.8373936000000008E-2,0.84839526400000009,0.42687865600000002,0.61873464,0.24045559999999999,0.48388305599999992,0.55246204800000009,0.24529054400000003,0.22089199999999998,0.31413276799999995,0.52763193599999991,0.65371891199999999,0.88293299200000008,0.74476652799999998,0.82435350399999996,0.86412177600000006,0.51064735999999999,0.89082795199999987,0.448981872,0.118028624,0.76534140799999995,0.34406974400000001,0.78908409600000007,0.46684727999999992,0.78567936000000005,0.281178912,0.10927875199999999,0.55466795200000008,0.13237985599999999,0.67030790399999995,8.0758704000000001E-2,0.181012592,0.67224942399999998,0.258788768,0.31451054400000006,4.8849311999999999E-2,0.15796703999999998,0.24775054399999999,0.31593670399999996,0.32526623999999998,9.2327935999999985E-2,0.146135824,0.19227495999999999,6.8890127999999995E-2,5.9566432000000002E-2,0.50191910400000006,0.44843822399999994,0.171570944,7.6660560000000003E-2,5.4240160000000003E-2,0.53835500799999991,0.65002294400000005,0.39379286400000002,0.307536912,7.1419663999999994E-2,9.7042639999999999E-2,5.0675679999999994E-2,5.7169791999999997E-2,6.615660800000002E-2,0.22414099200000001,0.19096332800000002,0.29104156800000008,4.6323664000000007E-2,0.44085648,0.13098305600000001,4.4046896000000002E-2,4.1687072000000006E-2,0.108589952,8.7608400000000003E-2,9.1419200000000006E-2,0.37961894400000001,0.30778955200000002,9.8077775999999992E-2,0.66609875200000002,0.40366377599999997,6.0205615999999997E-2,0.114941008,0.32474241600000003,0.15576969599999999,0.413075888,0.13267976000000001,0.20470896,0.57434782399999995,0.29135991999999994,0.41323499199999997,0.14926689599999998,0.53869844799999989,0.66584854399999993,0.2552104,0.55106454399999993,0.43600456000000004]
[620,1,0.82389999999999997,0.55400000000000005,9.7900000000000001E-2,0.50566999999999995,0.35063,0.23230000000000001,0.31900000000000001,0.25684000000000001,5.8430000000000003E-2,0.84979000000000005,0.42832999999999999,0.62229999999999996,0.24254000000000001,0.48409999999999997,0.55469000000000002,0.24970000000000001,0.22076999999999999,0.31569999999999998,0.52749999999999997,0.66127000000000002,0.88378000000000001,0.74695,0.82467000000000001,0.8639,0.51054999999999995,0.89159999999999995,0.44908999999999999,0.11813,0.76666999999999996,0.34450999999999998,0.78978000000000004,0.46629999999999999,0.78627000000000002,0.28043000000000001,0.10894,0.55518000000000001,0.13100000000000001,0.67059999999999997,8.0890000000000004E-2,0.18157000000000001,0.67249999999999999,0.25696000000000002,0.31440000000000001,4.8899999999999999E-2,0.15739,0.24629999999999999,0.31559999999999999,0.32117000000000001,9.1899999999999996E-2,0.14618,0.19233,6.8940000000000001E-2,5.9400000000000001E-2,0.50090000000000001,0.44791999999999998,0.17054,7.6300000000000007E-2,5.3850000000000002E-2,0.53769999999999996,0.65032000000000001,0.39388000000000001,0.30778,7.0800000000000002E-2,9.6750000000000003E-2,4.9349999999999998E-2,5.7099999999999998E-2,6.6100000000000006E-2,0.22444,0.19156000000000001,0.29121000000000002,4.5900000000000003E-2,0.44113999999999998,0.13047,4.4080000000000001E-2,4.1300000000000003E-2,0.1087,8.8859999999999995E-2,9.0950000000000003E-2,0.38114999999999999,0.30937999999999999,9.9779999999999994E-2,0.6663,0.40329999999999999,6.0440000000000001E-2,0.11602999999999999,0.33339000000000002,0.15637999999999999,0.41563,0.13391,0.20569999999999999,0.57660999999999996,0.29849999999999999,0.41782999999999998,0.15364,0.54613999999999996,0.67240999999999995,0.255,0.55154000000000003,0.4451]
[621,1,0.8261286080000001,0.55925084800000002,0.10029083200000001,0.50624031999999997,0.36345972799999993,0.23215681599999999,0.32892376000000001,0.26617660800000004,5.8485280000000001E-2,0.85115038399999998,0.42986094400000002,0.62572735999999995,0.24443484800000001,0.48430212799999994,0.55679814400000005,0.25415088000000002,0.22067603199999999,0.31720598399999994,0.52736140800000009,0.66830137600000006,0.88462001599999995,0.749061584,0.82498971199999993,0.86366897599999992,0.51042772800000002,0.89233014399999999,0.44912807999999999,0.118319824,0.76798719999999998,0.34495585600000001,0.79048654400000007,0.46590967999999999,0.78679742400000008,0.27970915200000002,0.10861100799999998,0.55569225599999994,0.12959780800000001,0.67084732799999991,8.1016240000000003E-2,0.18209552000000001,0.67280108799999994,0.255156832,0.31426112,4.8952607999999995E-2,0.156786288,0.24492236799999997,0.31541169599999996,0.31714467200000002,9.1506671999999997E-2,0.14629793600000002,0.192496576,6.8991983999999992E-2,5.9249759999999999E-2,0.50004097599999997,0.44748359999999998,0.16957204799999998,7.5937888000000009E-2,5.3502208000000002E-2,0.53707207999999995,0.65062675200000009,0.39401169600000002,0.30798022400000002,7.0190159999999988E-2,9.6486816000000003E-2,4.8039808000000003E-2,5.7033583999999991E-2,6.6050207999999999E-2,0.22472219200000002,0.19211567999999998,0.29137809600000003,4.5524144000000009E-2,0.44140308799999994,0.12993870400000002,4.4110080000000003E-2,4.0955104000000006E-2,0.10885180800000001,9.0219711999999994E-2,9.0442384000000001E-2,0.38275977599999994,0.31100694400000001,0.10188900799999999,0.66650705600000015,0.402934352,6.0653616000000007E-2,0.11724235199999998,0.34250035199999995,0.15697494399999998,0.41795913600000001,0.13507617600000002,0.20664201599999998,0.57886947199999994,0.305706704,0.42250598399999995,0.15818276799999997,0.55339732800000008,0.67888775999999984,0.25486262400000004,0.55192996799999994,0.45397736]
[622,1,0.8282789920000001,0.56433599999999995,0.10255904,0.50677243199999999,0.37659760000000003,0.23205347199999998,0.338588528,0.27554342399999998,5.8540464000000007E-2,0.85249604800000012,0.43147663999999997,0.62903896000000004,0.24614060800000001,0.48449025600000001,0.5587925760000001,0.25863960000000008,0.22061995199999998,0.31865420799999999,0.52721638400000004,0.67481398400000014,0.88545662400000014,0.751103136,0.82531356800000011,0.86342796799999999,0.51027923200000003,0.89301844800000019,0.449085136,0.11860182399999999,0.76928982400000012,0.34541855999999993,0.79120292800000003,0.46569043200000004,0.78726316800000018,0.27901580800000003,0.10829140799999999,0.55620270400000005,0.12817019200000002,0.67104684800000003,8.1138016000000007E-2,0.18259041600000003,0.67315827200000011,0.25338592000000004,0.31408083200000003,4.9006784000000005E-2,0.15614367999999998,0.24361468800000005,0.31538385600000002,0.31319182400000001,9.1148495999999996E-2,0.14649110400000001,0.19277812799999999,6.9046351999999991E-2,5.9113727999999997E-2,0.4993324320000001,0.44712350400000006,0.16865934400000002,7.5568320000000008E-2,5.3192703999999993E-2,0.53646659199999991,0.65094155200000003,0.39418825600000001,0.30813560000000001,6.9591520000000004E-2,9.6250048000000005E-2,4.6744319999999999E-2,5.6969744000000003E-2,6.6005616000000017E-2,0.22498758399999999,0.19263185600000005,0.29154508800000001,4.5193408000000004E-2,0.44164544,0.12939529600000002,4.4136736000000003E-2,4.0651504000000005E-2,0.10904675200000001,9.1691424000000007E-2,8.9904048000000014E-2,0.38445992000000001,0.31267228799999996,0.104432816,0.6667227200000001,0.40257510400000007,6.0846928000000002E-2,0.11858992,0.35206084799999998,0.15756145599999999,0.42006132800000001,0.13618032000000002,0.20754055999999999,0.58112142399999989,0.31296888,0.427262368,0.16289431999999998,0.56046152000000005,0.68527148800000004,0.25479574399999999,0.552252352,0.462623216]
[623,1,0.83035201599999997,0.56926571199999998,0.10475788800000001,0.50727054400000005,0.38998755199999996,0.23200612799999998,0.34796921600000003,0.28492344000000003,5.8595168000000017E-2,0.85382443200000013,0.43317873600000001,0.63218415999999999,0.24767180800000005,0.48466526399999998,0.56068228800000008,0.26315696000000005,0.220614432,0.32005091200000002,0.52706640000000005,0.68084307199999994,0.88628587199999997,0.75308188800000009,0.825645984,0.86317551999999997,0.51012033599999995,0.893668032,0.44902323199999999,0.11892222400000003,0.77057476800000002,0.34587310399999999,0.79192643200000001,0.46565910400000005,0.78768011200000021,0.27834726399999998,0.10798036800000001,0.55668803199999994,0.12672673600000003,0.67119964800000009,8.1254832000000013E-2,0.18305635200000001,0.673578656,0.25165868800000002,0.31386230400000004,4.9062559999999991E-2,0.155508592,0.24237044800000002,0.31552673600000003,0.30931193600000001,9.0825199999999995E-2,0.14675371200000001,0.19316407999999999,6.9103600000000015E-2,5.8990656000000002E-2,0.49876180800000003,0.44683356800000001,0.16779687999999998,7.5195792000000011E-2,5.2917920000000007E-2,0.53587782400000006,0.65126867199999994,0.39440657600000001,0.30825377599999998,6.9005759999999999E-2,9.603672000000002E-2,4.546371200000001E-2,5.690886400000001E-2,6.5964783999999999E-2,0.22523833600000004,0.19311003200000001,0.29171248000000005,4.4903632000000006E-2,0.44186875199999998,0.128847408,4.4160192000000001E-2,4.0387423999999998E-2,0.10928225600000001,9.3278576000000002E-2,8.9344352000000016E-2,0.38627326400000006,0.314381472,0.107325664,0.66694294399999998,0.40224337599999999,6.1021200000000012E-2,0.12001364799999999,0.36205390399999998,0.15814060800000002,0.42194208000000005,0.13723094400000002,0.20839782400000001,0.583335296,0.32029225599999994,0.43210139199999997,0.16776355200000004,0.56734611199999996,0.69156017600000019,0.25479390400000002,0.55252825600000011,0.47103067199999998]
[624,1,0.83234863999999997,0.574056224,0.106981136,0.50774153600000005,0.40356158400000003,0.23203278399999999,0.35704630399999998,0.29430097599999999,5.8648512000000007E-2,0.85511889600000002,0.43496651200000003,0.63508216000000006,0.24905204799999997,0.48482819200000005,0.56247823999999991,0.26769048000000001,0.22067347199999998,0.321403936,0.52691369600000004,0.68644376000000007,0.88709895999999999,0.75500815999999993,0.82599320000000009,0.86290995199999998,0.50996967999999998,0.894283936,0.44903812800000004,0.119196864,0.77183915199999997,0.34627772800000001,0.79265321599999994,0.46583353599999999,0.78806745600000006,0.27769967999999995,0.10767684800000001,0.55711456000000004,0.12528576,0.67130964799999993,8.1365647999999999E-2,0.18349548799999998,0.67407008000000002,0.24998921599999999,0.31361929600000005,4.9120256000000001E-2,0.15495894400000002,0.24118124800000001,0.31584905599999996,0.30550468799999991,9.0535904E-2,0.14707576,0.19363587199999999,6.9164528000000003E-2,5.8879743999999998E-2,0.49831526399999998,0.44660763200000003,0.16698169600000001,7.4830783999999997E-2,5.2674735999999993E-2,0.535300416,0.65161619199999998,0.39466169600000006,0.30834843199999995,6.8434719999999991E-2,9.5844192000000009E-2,4.4198783999999998E-2,5.6852064000000001E-2,6.5926592000000006E-2,0.22547812799999997,0.193552048,0.29188331200000001,4.4650495999999998E-2,0.44207606399999999,0.12830311999999999,4.4181088000000007E-2,4.0160863999999998E-2,0.10955424,9.4983887999999989E-2,8.8773216000000002E-2,0.38822852799999996,0.31614201600000003,0.110434672,0.66716012800000002,0.40196732800000001,6.1178351999999991E-2,0.12142185599999999,0.37245775999999997,0.15871023999999997,0.42361211200000004,0.13824060800000001,0.20921388800000001,0.58546804799999985,0.327692912,0.43702657599999994,0.17277326400000004,0.57407886399999997,0.69775902400000001,0.25485046400000005,0.55278048000000002,0.47919756800000002]
[625,1,0.83426999999999996,0.57872000000000001,0.10928,0.50819000000000003,0.41726000000000002,0.23215,0.36580000000000001,0.30365999999999999,5.8700000000000002E-2,0.85636999999999996,0.43684000000000001,0.63768999999999998,0.25030000000000002,0.48498000000000002,0.56418999999999997,0.27223000000000003,0.22081000000000001,0.32272000000000001,0.52676000000000001,0.69166000000000005,0.88788999999999996,0.75688999999999995,0.82635999999999998,0.86263000000000001,0.50983999999999996,0.89487000000000005,0.44918999999999998,0.11937,0.77307999999999999,0.34660999999999997,0.79337999999999997,0.46622999999999998,0.78844000000000003,0.27706999999999998,0.10738,0.55745999999999996,0.12386,0.67137999999999998,8.1470000000000001E-2,0.18390999999999999,0.67464000000000002,0.24839,0.31336000000000003,4.9180000000000001E-2,0.15454000000000001,0.24004,0.31635999999999997,0.30176999999999998,9.0279999999999999E-2,0.14745,0.19417999999999999,6.923E-2,5.8779999999999999E-2,0.49797999999999998,0.44644,0.16621,7.4480000000000005E-2,5.246E-2,0.53473000000000004,0.65198999999999996,0.39495000000000002,0.30842999999999998,6.7879999999999996E-2,9.5670000000000005E-2,4.2950000000000002E-2,5.6800000000000003E-2,6.5890000000000004E-2,0.22570999999999999,0.19395999999999999,0.29205999999999999,4.4429999999999997E-2,0.44227,0.12776999999999999,4.4200000000000003E-2,3.9969999999999999E-2,0.10986,9.6809999999999993E-2,8.8200000000000001E-2,0.39034999999999997,0.31796000000000002,0.11368,0.66737000000000002,0.40177000000000002,6.132E-2,0.12275999999999999,0.38324999999999998,0.15926999999999999,0.42508000000000001,0.13922000000000001,0.20999000000000001,0.58748999999999996,0.33517999999999998,0.44203999999999999,0.17791000000000001,0.58067999999999997,0.70387,0.25496000000000002,0.55303000000000002,0.48712]
[626,1,0.83611792000000007,0.58325830400000001,0.11163526399999998,0.50861619200000008,0.43104788800000005,0.23237030400000003,0.37420982400000008,0.31298335999999999,5.8750416E-2,0.85758985599999993,0.43880142400000005,0.64002462399999993,0.25141939200000007,0.48512172800000003,0.56582281600000006,0.27677224,0.22103369600000003,0.32400243199999995,0.52660528000000006,0.69650201599999995,0.88866174399999998,0.75872846399999994,0.82674670400000005,0.862335776,0.5097411839999999,0.89542659199999997,0.449470064,0.119451664,0.77429452800000009,0.34687971199999995,0.79410527999999991,0.46686022399999993,0.78879918400000015,0.27645740799999996,0.107089488,0.55772780799999988,0.12244550399999998,0.67141132799999992,8.1568800000000011E-2,0.18430217599999998,0.67529443199999994,0.24686851200000001,0.313076032,4.9241472000000001E-2,0.15423790400000004,0.23894367999999999,0.31706988799999991,0.29810854400000003,9.0057408000000005E-2,0.14787718399999999,0.19479796800000002,6.9300959999999995E-2,5.868995199999999E-2,0.49774636799999999,0.44632654399999994,0.16547569600000001,7.4138719999999991E-2,5.2270511999999998E-2,0.53416502399999999,0.65238937600000002,0.39527161600000005,0.30849942399999997,6.7342271999999995E-2,9.5512016000000005E-2,4.1717152000000007E-2,5.6752127999999999E-2,6.5854144000000017E-2,0.22593545599999998,0.19433652799999998,0.29224323199999996,4.4239007999999996E-2,0.44245166400000002,0.12725419200000002,4.4217119999999999E-2,3.981328E-2,0.11020102399999999,9.8760095999999992E-2,8.7632287999999989E-2,0.39264871999999995,0.31983744000000003,0.11706974400000002,0.66757849600000008,0.40165923200000003,6.1446960000000009E-2,0.12402977599999999,0.39440619199999999,0.15982467199999997,0.42634796800000008,0.140174048,0.21073068800000003,0.58940196799999989,0.34274340800000003,0.44713937599999998,0.18317168,0.58714723199999996,0.70988567999999996,0.25512102400000003,0.55329227200000008,0.49478880000000003]
[627,1,0.83789481599999993,0.58767291200000005,0.114056928,0.5090219840000002,0.44489083200000001,0.23270612799999998,0.38226161600000008,0.32225480000000006,5.8800768000000003E-2,0.85878659200000007,0.44085145600000009,0.64208127999999998,0.25241580800000002,0.48525478400000005,0.56738164800000013,0.28131408000000002,0.22135387200000001,0.32525443200000004,0.52644928000000002,0.70098355200000007,0.88941627199999995,0.76052404800000006,0.82715310400000008,0.86202800000000002,0.50969073600000003,0.89595435200000018,0.44988371199999999,0.119447104,0.775480528,0.347085584,0.79482731199999979,0.46773446399999996,0.78914595200000004,0.27586102400000001,0.10680500800000001,0.55792107199999996,0.12103881600000001,0.67140604799999992,8.1662992000000004E-2,0.18467499200000001,0.67603929600000001,0.24543228800000003,0.31276182400000002,4.9304480000000012E-2,0.15405667200000001,0.23788948800000004,0.317987776,0.29452049599999996,8.9867519999999992E-2,0.148357712,0.19549064000000002,6.9378720000000019E-2,5.8608416000000003E-2,0.49760508800000008,0.44626412799999998,0.16477384,7.3802512000000015E-2,5.2103600000000007E-2,0.53360598400000003,0.6528141919999999,0.39562657600000001,0.30855929599999998,6.6821760000000022E-2,9.5368640000000018E-2,4.0500512000000002E-2,5.6708144000000009E-2,6.5818624000000006E-2,0.22615705600000005,0.19468491200000002,0.29243456000000001,4.4074672000000002E-2,0.44262275200000001,0.12676156799999999,4.4232832E-2,3.9688943999999997E-2,0.11057953600000002,0.10083713600000001,8.7077232000000018E-2,0.39513486400000003,0.32177651200000001,0.12057974400000003,0.66779350399999993,0.40164225599999998,6.1560399999999994E-2,0.12520540800000002,0.40589566399999993,0.16037812799999998,0.42742072000000014,0.14110902400000003,0.21143982400000003,0.59120425599999993,0.35037449599999998,0.45232131200000003,0.18855579200000003,0.59348187200000002,0.71580057600000002,0.25533310400000003,0.55358145600000008,0.50219731200000006]
[628,1,0.83960091200000009,0.59197552000000009,0.11645259200000001,0.50940529600000017,0.45872889600000005,0.23317355200000003,0.38992900800000002,0.33145752000000001,5.8850080000000006E-2,0.8599548480000001,0.44299180799999999,0.64394593600000005,0.253306384,0.48537912000000005,0.56887663999999993,0.28584535999999999,0.22178388800000001,0.32648291200000001,0.52629440000000005,0.70514548799999999,0.89014855999999998,0.76228571200000006,0.82758470400000017,0.86170454400000007,0.50966404799999998,0.89645659200000005,0.45040135999999997,0.11934430400000001,0.77663348799999998,0.34726777599999997,0.79554286399999996,0.46887014400000004,0.78949592000000002,0.27527808000000004,0.106525808,0.55803473599999998,0.11965204800000001,0.67136596800000004,8.1752784000000009E-2,0.18502980799999999,0.67688271999999994,0.24409430400000004,0.31242249599999999,4.9368768000000007E-2,0.153946,0.23686985600000002,0.31912462400000008,0.29100620799999999,8.971083199999999E-2,0.1488852,0.19624547200000003,6.9463999999999998E-2,5.853392000000001E-2,0.49754292799999994,0.44624571199999996,0.16409910400000002,7.347798400000001E-2,5.1955488000000008E-2,0.53304678400000016,0.6532698079999999,0.39601193600000001,0.30861788800000001,6.6320928000000001E-2,9.5237264000000016E-2,3.9299392000000002E-2,5.6668080000000003E-2,6.5782064000000001E-2,0.22637601600000001,0.19500705599999998,0.29263524799999996,4.3932896000000006E-2,0.44278584000000004,0.12629974399999999,4.4247904000000005E-2,3.9595888000000003E-2,0.11099196800000001,0.10304241600000001,8.6544816000000011E-2,0.39783348800000001,0.32378262400000002,0.12430478400000002,0.66800835200000008,0.4017424,6.1661360000000005E-2,0.12637016000000001,0.41770233600000001,0.160931504,0.42830419200000003,0.14203456,0.21211976000000002,0.59288686400000001,0.358077904,0.45758908800000009,0.19404902400000001,0.59970035200000005,0.72161411200000014,0.25558918399999997,0.55391992000000001,0.509339184]
[629,1,0.84123564799999995,0.59618108799999991,0.11867665600000001,0.509761888,0.47249367999999997,0.23378977599999998,0.39718152000000001,0.34057456000000003,5.8896671999999997E-2,0.86108478399999999,0.44522455999999999,0.64575267199999997,0.25411216000000003,0.48549409599999999,0.57031971200000009,0.29035359999999999,0.22233846400000001,0.32769603200000008,0.52614399999999995,0.70903782399999993,0.89085124799999993,0.76402529600000002,0.82804894399999995,0.86136228800000003,0.50961752000000005,0.89693747199999996,0.45096916800000003,0.11913198399999998,0.77774796800000001,0.34748884799999996,0.79624817599999997,0.47028702399999994,0.78986964799999992,0.27470521599999997,0.10625100800000001,0.55806383999999998,0.11830248000000002,0.67129276799999993,8.1838256000000012E-2,0.18536742399999998,0.67783366399999989,0.24286943999999996,0.31206668799999998,4.9434016000000004E-2,0.15382452800000002,0.235875584,0.32049211200000005,0.28756608,8.9588303999999994E-2,0.14945108799999998,0.19704550400000001,6.9557360000000013E-2,5.8464863999999998E-2,0.49754532800000001,0.44626289600000002,0.163445968,7.3175456E-2,5.1822015999999999E-2,0.53247918400000005,0.65376342399999987,0.39642385600000002,0.30868528000000001,6.5843055999999997E-2,9.5115008000000001E-2,3.8112672E-2,5.6632016E-2,6.5742783999999985E-2,0.226592976,0.19530448,0.29284641599999994,4.38092E-2,0.44294388800000001,0.12587688,4.4263296000000001E-2,3.9533312000000008E-2,0.1114328,0.105376416,8.6045999999999997E-2,0.40077459200000004,0.325862176,0.12840302400000003,0.66821143999999999,0.40198830399999996,6.1750799999999995E-2,0.12766203200000001,0.429815008,0.16148511999999998,0.42900470400000007,0.14296145600000001,0.21277241600000002,0.59443955199999998,0.36586219199999997,0.46294822400000002,0.19963441600000001,0.60582411200000008,0.72732724800000004,0.25587990399999999,0.55433278400000008,0.51620817600000013]
[630,1,0.84279999999999999,0.60029999999999994,0.12064,0.51009000000000004,0.48613000000000001,0.23457,0.40400000000000003,0.34959000000000001,5.8939999999999999E-2,0.86216999999999999,0.44755,0.64759,0.25485000000000002,0.48559999999999998,0.57172000000000001,0.29482999999999998,0.22303000000000001,0.32890000000000003,0.52600000000000002,0.7127,0.89151999999999998,0.76575000000000004,0.82855000000000001,0.86099999999999999,0.50953000000000004,0.89739999999999998,0.45155000000000001,0.11881,0.77881999999999996,0.34778999999999999,0.79693999999999998,0.47199999999999998,0.79027999999999998,0.27413999999999999,0.10598,0.55801000000000001,0.11700000000000001,0.67118999999999995,8.1920000000000007E-2,0.18568999999999999,0.67889999999999995,0.24177000000000001,0.31169999999999998,4.9500000000000002E-2,0.15364,0.2349,0.3221,0.28420000000000001,8.9499999999999996E-2,0.15004999999999999,0.19788,6.966E-2,5.8400000000000001E-2,0.49759999999999999,0.44630999999999998,0.16281000000000001,7.2900000000000006E-2,5.1700000000000003E-2,0.53190000000000004,0.65429999999999999,0.39685999999999999,0.30876999999999999,6.5390000000000004E-2,9.5000000000000001E-2,3.6940000000000001E-2,5.6599999999999998E-2,6.5699999999999995E-2,0.22681000000000001,0.19558,0.29307,4.3700000000000003E-2,0.44309999999999999,0.1255,4.428E-2,3.95E-2,0.1119,0.10784000000000001,8.5589999999999999E-2,0.40398000000000001,0.32801999999999998,0.13297,0.66839999999999999,0.40239999999999998,6.1830000000000003E-2,0.12916,0.44220999999999999,0.16203999999999999,0.42953000000000002,0.1439,0.21340000000000001,0.59585999999999995,0.37373000000000001,0.46839999999999998,0.20530000000000001,0.61187000000000002,0.73294000000000004,0.25619999999999998,0.55484,0.52280000000000004]
[631,1,0.84429712000000001,0.60433481599999994,0.122362736,0.51039233600000011,0.49960654399999999,0.23552614400000002,0.41038201600000002,0.35848980800000002,5.8981312000000001E-2,0.86321233599999991,0.44996657600000001,0.64944920000000006,0.25552801600000002,0.48569844799999995,0.57308179200000009,0.299272176,0.22386731200000001,0.33009753600000002,0.52586193600000009,0.71615089599999993,0.8921559200000001,0.76745955200000016,0.829086816,0.86061923200000001,0.50940894400000003,0.89784510400000006,0.45214510400000002,0.118378528,0.77984820799999999,0.34816095999999996,0.79761649599999984,0.47401577600000006,0.79072710400000001,0.27358161600000003,0.10571257599999999,0.55787739200000008,0.11574257600000001,0.67106161600000014,8.1999216E-2,0.18600134399999999,0.68008732799999994,0.24080334399999997,0.31131975999999995,4.9566640000000009E-2,0.15340295999999998,0.23394078399999998,0.32395500799999999,0.280907344,8.9444656000000011E-2,0.150681808,0.19874884800000001,6.9773744000000013E-2,5.8338639999999997E-2,0.49769916799999997,0.44638583999999992,0.16218839999999998,7.2647376000000013E-2,5.1587791999999993E-2,0.53131326400000012,0.65488030399999997,0.39732028800000002,0.30887718400000003,6.4961488000000012E-2,9.4891744E-2,3.5782224000000001E-2,5.6571967999999993E-2,6.5654112000000001E-2,0.22703079999999998,0.195837872,0.29330862400000002,4.3603360000000008E-2,0.44325684800000004,0.125174224,4.429889599999999E-2,3.9494191999999997E-2,0.112396944,0.110435328,8.5182911999999986E-2,0.40745740800000002,0.33025830400000006,0.137985104,0.66858460799999997,0.40298318399999999,6.1900512000000005E-2,0.13084145599999999,0.45484664000000002,0.16259865599999998,0.42988945600000006,0.14485859200000001,0.214005424,0.59715131199999982,0.38167144000000003,0.47393915200000003,0.21104263999999998,0.61784478399999998,0.73844993600000008,0.25655067199999998,0.55545310399999992,0.52911286400000013]
[632,1,0.84572955199999988,0.60828967999999994,0.123842592,0.51067049600000014,0.51288985600000003,0.23667059200000004,0.41632332799999999,0.36726040000000004,5.9021440000000008E-2,0.86421236800000001,0.45247348799999998,0.65133673600000008,0.25615526399999999,0.48579055999999998,0.57441000000000009,0.30367696,0.22486004800000003,0.33129171200000002,0.52572984,0.71941244799999993,0.89275912000000002,0.76915523200000013,0.82965934400000008,0.86022086399999997,0.509240688,0.898274032,0.45274496000000009,0.117825584,0.78083092800000009,0.34859249599999997,0.79827598399999999,0.47634150400000003,0.79121352,0.27302904000000006,0.10544844800000001,0.55766497599999998,0.11453132800000002,0.67090956800000001,8.2076944000000013E-2,0.18630460800000001,0.68140128,0.23997726400000005,0.31092289599999995,4.9633808000000001E-2,0.15311456000000001,0.23299497600000002,0.32606398399999997,0.27768764800000001,8.9421312000000017E-2,0.15134519999999999,0.19964979200000002,6.9900080000000003E-2,5.8280080000000005E-2,0.49783524799999995,0.44648883200000006,0.161578464,7.2414783999999996E-2,5.1483648000000007E-2,0.53072158400000014,0.65550580800000002,0.39780401599999998,0.30901260800000008,6.4557807999999994E-2,9.4789583999999996E-2,3.4639952000000002E-2,5.6547840000000002E-2,6.5605263999999996E-2,0.22725833600000003,0.19608177600000001,0.29356444799999998,4.3517456000000003E-2,0.44341695999999997,0.12490478399999999,4.4320944000000008E-2,3.9514448000000001E-2,0.112925888,0.113164416,8.4830976000000002E-2,0.41121612800000001,0.33257974400000001,0.14346278400000001,0.66877267200000001,0.40374592000000004,6.196368E-2,0.13271872000000001,0.467688096,0.16316326399999997,0.43009283199999998,0.14584575999999996,0.21459144000000002,0.59831222399999995,0.38967590399999996,0.47956164800000001,0.21685766400000006,0.62375667200000007,0.74385515200000007,0.25693190399999999,0.55618471999999997,0.53514526400000006]
[633,1,0.8471037440000001,0.61216158399999998,0.125133248,0.51092977600000011,0.52595844800000002,0.23801264000000005,0.42184112000000001,0.37588787200000007,5.9063488000000004E-2,0.86516912000000012,0.45506320000000006,0.65324699200000014,0.25674011200000002,0.48588003200000002,0.57570612800000009,0.30804558400000009,0.22601302400000003,0.33248364800000002,0.52560126400000007,0.72249880000000011,0.8933335200000001,0.77082979200000001,0.83026163200000003,0.85981009600000002,0.50910267200000003,0.89868672000000016,0.45334665600000007,0.11722936000000002,0.78176812800000017,0.34909955199999998,0.79891531199999999,0.47897883200000002,0.79172897600000003,0.27248238400000002,0.10518792,0.55741392000000001,0.11335248000000001,0.67074984000000004,8.2155792000000019E-2,0.18660747200000002,0.68284771199999994,0.239298064,0.31051371200000005,4.9701616000000011E-2,0.15278096000000002,0.23206300800000002,0.32843112000000002,0.27453859200000003,8.9427007999999988E-2,0.15204459200000001,0.20059033599999998,7.0043135999999992E-2,5.8224079999999998E-2,0.49800036800000008,0.44662102399999998,0.16097892800000005,7.2192991999999997E-2,5.1387264000000002E-2,0.53013910400000008,0.65617571199999991,0.39831398400000007,0.30918163199999998,6.4175968E-2,9.4695104000000016E-2,3.3515280000000001E-2,5.6527712000000008E-2,6.5555936000000009E-2,0.22750067200000001,0.19632000000000002,0.29384339200000004,4.3440672E-2,0.44358531200000001,0.124695584,4.4347471999999999E-2,3.9557824000000005E-2,0.11349603200000001,0.11602798400000001,8.453904000000001E-2,0.41525556800000007,0.33498454400000005,0.149320064,0.66899089600000006,0.40468289600000001,6.2022368000000008E-2,0.13468486399999999,0.48066595200000001,0.16373643200000002,0.43015276800000002,0.14687236799999998,0.21516073600000002,0.59938145599999992,0.39773628800000005,0.48525518400000012,0.22274692799999998,0.62961368000000006,0.74915436800000013,0.25735129600000001,0.557039536,0.54089934400000006]
[634,1,0.84842825599999994,0.61594316800000004,0.126327104,0.51117769599999996,0.53880008000000001,0.23955964799999999,0.42696547200000001,0.38435862399999998,5.9111855999999997E-2,0.86608179200000002,0.45772475200000001,0.65515716800000001,0.25728943999999998,0.4859719039999999,0.57696937599999998,0.31238228800000001,0.22732832,0.33367302399999998,0.52547228800000001,0.72541779200000001,0.89388551999999999,0.77247099200000002,0.83088424000000005,0.85939452800000005,0.50911561599999999,0.89908220800000005,0.45395339200000001,0.116709136,0.78266092800000009,0.34970092800000002,0.79953088000000005,0.48192544000000004,0.79225547200000002,0.27194252800000002,0.104931632,0.55718518399999994,0.11218387199999999,0.67060483199999998,8.2239199999999998E-2,0.18691993600000001,0.68443222399999992,0.23877062399999999,0.31009868800000001,4.9770304000000001E-2,0.15241816,0.23114752,0.33105881600000003,0.27145689599999995,8.9457664000000006E-2,0.152787744,0.20158391999999997,7.0208352000000002E-2,5.8170719999999995E-2,0.49818732799999998,0.44678689599999993,0.16038955199999999,7.1968480000000001E-2,5.1299280000000003E-2,0.52958646400000009,0.65688761600000001,0.39885491200000001,0.309389056,6.3811168000000015E-2,9.4611184000000001E-2,3.2411167999999997E-2,5.6511744000000003E-2,6.5509887999999988E-2,0.22776844799999998,0.196563184,0.294153216,4.3371808000000005E-2,0.44376798399999995,0.12454958399999999,4.4380000000000003E-2,3.9620639999999999E-2,0.11412057599999999,0.119026272,8.4310784E-2,0.41956836800000002,0.33747142400000002,0.15541758400000003,0.66927680000000012,0.40578051199999998,6.2080176000000008E-2,0.136568048,0.49369444800000006,0.16432111999999999,0.43008374399999999,0.14795017599999999,0.21571603200000003,0.60041716799999989,0.405844912,0.49100263999999993,0.22871651200000004,0.63542252799999999,0.75434638400000009,0.257820928,0.55801723200000009,0.5463795840000002]
[635,1,0.84970999999999997,0.61963000000000001,0.12748999999999999,0.51141999999999999,0.5514,0.24132000000000001,0.43171999999999999,0.39266000000000001,5.917E-2,0.86695,0.46045000000000003,0.65705000000000002,0.25780999999999998,0.48607,0.57820000000000005,0.31669000000000003,0.22881000000000001,0.33485999999999999,0.52534000000000003,0.72818000000000005,0.89441999999999999,0.77407000000000004,0.83152000000000004,0.85897999999999997,0.50934999999999997,0.89946000000000004,0.45456000000000002,0.11634,0.78351000000000004,0.35039999999999999,0.80012000000000005,0.48518,0.79278000000000004,0.27140999999999998,0.10468,0.55701999999999996,0.11101,0.67049000000000003,8.233E-2,0.18725,0.68615999999999999,0.2384,0.30968000000000001,4.9840000000000002E-2,0.15204000000000001,0.23025000000000001,0.33395000000000002,0.26844000000000001,8.9510000000000006E-2,0.15357999999999999,0.20263999999999999,7.0400000000000004E-2,5.8119999999999998E-2,0.49839,0.44699,0.15981000000000001,7.1730000000000002E-2,5.1220000000000002E-2,0.52907999999999999,0.65764,0.39943000000000001,0.30964000000000003,6.3460000000000003E-2,9.4539999999999999E-2,3.1329999999999997E-2,5.6500000000000002E-2,6.547E-2,0.22806999999999999,0.19681999999999999,0.29449999999999998,4.3310000000000001E-2,0.44396999999999998,0.12447,4.4420000000000001E-2,3.9699999999999999E-2,0.11481,0.12216,8.4150000000000003E-2,0.42415000000000003,0.34004000000000001,0.16167000000000001,0.66966000000000003,0.40703,6.2140000000000001E-2,0.13825999999999999,0.50670000000000004,0.16492000000000001,0.4299,0.14909,0.21626000000000001,0.60145999999999999,0.41399000000000002,0.49679000000000001,0.23477000000000001,0.64119000000000004,0.75943000000000005,0.25835000000000002,0.55911999999999995,0.55159000000000002]
[636,1,0.85095107199999998,0.62322659199999997,0.12861652800000001,0.511657264,0.56373587200000008,0.24330544000000001,0.43610895999999993,0.40078217599999999,5.9238416000000002E-2,0.86777436799999996,0.46323921600000006,0.65893897600000007,0.25830846399999996,0.48617478399999997,0.57940137600000008,0.32096777600000004,0.23046811199999997,0.33604617599999997,0.52520460800000002,0.7308044159999999,0.89493705599999995,0.77562814400000002,0.83216864000000013,0.85856732800000013,0.50978347199999996,0.89982124800000007,0.45515175999999996,0.116114624,0.78431492800000002,0.35119118399999993,0.80068278399999993,0.48874422399999995,0.79330446399999999,0.27088441600000002,0.104432976,0.55691665599999995,0.10983526399999999,0.67040492799999996,8.2428912000000007E-2,0.18759985600000001,0.68803468800000001,0.23819164800000001,0.30924681599999998,4.9910688000000009E-2,0.15164148800000002,0.22936870400000006,0.33710886400000001,0.26548743999999996,8.958300800000002E-2,0.154419536,0.20375576000000001,7.0618816000000015E-2,5.8071871999999997E-2,0.49860527999999998,0.44723089599999999,0.15923971200000001,7.1473184000000009E-2,5.1148912000000005E-2,0.52862297599999986,0.65843392000000001,0.40003806399999997,0.30994081600000001,6.3123024E-2,9.4481744000000006E-2,3.0272511999999998E-2,5.6492512000000002E-2,6.5436672000000001E-2,0.22840704000000001,0.19709300799999999,0.29488484800000003,4.3255263999999995E-2,0.44419307200000002,0.12446043200000001,4.4468928000000005E-2,3.9795391999999992E-2,0.11556649599999999,0.12542947200000001,8.4060960000000004E-2,0.42900432000000005,0.34269281600000001,0.16810086400000004,0.67014646400000011,0.40843718400000001,6.2202752E-2,0.139796688,0.51964558399999994,0.16553478400000002,0.42961491200000002,0.15029995200000001,0.21679491200000001,0.60250972800000002,0.42215638400000005,0.50261259200000008,0.24090345600000002,0.64692308799999998,0.76440411200000002,0.25893936000000001,0.56035755199999993,0.556533312]
[637,1,0.85215326400000002,0.62673766400000008,0.12970836799999999,0.51188969599999989,0.57579188800000014,0.24552752000000003,0.44014048,0.40871739200000007,5.9317328000000002E-2,0.86855623999999998,0.46609359999999994,0.66084107200000008,0.25878979199999996,0.4862864320000001,0.58057596800000011,0.32521598400000007,0.23231302400000001,0.33723228799999999,0.52506646400000001,0.73330760000000006,0.89543680000000014,0.77714683200000012,0.83282987200000014,0.85815729600000001,0.51041307199999997,0.90016711999999999,0.45572177600000002,0.11604560000000001,0.78507612800000004,0.35208307199999994,0.80122051200000011,0.49261691200000002,0.79383041600000004,0.27036582400000003,0.10419072,0.55687791999999992,0.10866591999999999,0.67034936000000001,8.2536271999999994E-2,0.18797107200000002,0.69005859200000008,0.23814950400000004,0.30878307199999999,4.9982496000000008E-2,0.15121320000000002,0.22850268800000006,0.34053808000000008,0.26259883200000006,8.9675647999999997E-2,0.15530427199999999,0.20492801599999999,7.086497600000001E-2,5.8026719999999997E-2,0.49883260800000007,0.44751118400000006,0.15867924800000002,7.1192671999999999E-2,5.1086224000000013E-2,0.52821854400000001,0.65927003200000012,0.4006776640000001,0.310298032,6.2800928000000006E-2,9.4437024000000008E-2,2.9239520000000001E-2,5.6489472000000006E-2,6.5410415999999999E-2,0.22878051200000002,0.19738384,0.29530811200000001,4.3208592000000004E-2,0.44443819200000001,0.12452342400000001,4.4528511999999999E-2,3.9906864000000014E-2,0.11639203200000001,0.128833424,8.4046880000000004E-2,0.43413204799999994,0.34543246400000005,0.17471014400000001,0.67074097599999993,0.41000673599999998,6.2269088E-2,0.141204144,0.53249531200000011,0.16616699200000004,0.42924348799999995,0.15158764800000002,0.21732273599999999,0.60356961600000003,0.43032972800000008,0.50846558400000008,0.24711348799999996,0.6526273600000001,0.76926780800000005,0.25959033600000003,0.56173809600000002,0.56121430400000005]
[638,1,0.85332353599999999,0.63015825600000008,0.13080740799999999,0.51212308799999995,0.58754686400000011,0.24799424000000003,0.44383423999999999,0.416450928,5.9410720000000007E-2,0.86929499200000004,0.46900414400000001,0.66270724800000003,0.25926183999999997,0.48640848000000009,0.58172504000000003,0.329436112,0.23434841599999998,0.33841936,0.52492231999999994,0.73570214400000011,0.89592454399999999,0.77861727999999997,0.83349638400000015,0.85775526400000002,0.51117411200000007,0.9004965920000001,0.4562259520000001,0.11608777600000003,0.78579292800000011,0.35299024000000007,0.80172920000000014,0.49679952000000005,0.79434532800000013,0.26985403199999997,0.103953024,0.55690806400000015,0.10748473600000001,0.67032867200000001,8.2655872000000005E-2,0.18837188799999999,0.69223881600000015,0.23828040000000003,0.30829636800000004,5.0055024000000004E-2,0.15079811200000001,0.227652192,0.34424273599999999,0.25977166400000001,8.9784927999999986E-2,0.15623964799999998,0.20616723200000001,7.1143375999999994E-2,5.7983728000000005E-2,0.499063696,0.44783379200000006,0.15812702400000003,7.087808000000001E-2,5.1031136000000005E-2,0.52788347199999996,0.66014734400000008,0.40135190400000009,0.31071604800000008,6.2490592000000005E-2,9.4407344000000018E-2,2.8233167999999999E-2,5.6490272000000001E-2,6.539368000000001E-2,0.22919894400000002,0.19770251200000002,0.295776496,4.316840000000001E-2,0.44471139199999998,0.12466401599999999,4.4599696000000008E-2,4.0030896000000003E-2,0.11729756800000002,0.13237785600000002,8.4112320000000004E-2,0.43953201599999997,0.348258032,0.18154238400000003,0.67147420800000002,0.41173084799999998,6.2341904000000004E-2,0.14247695999999999,0.54517440000000006,0.16681968,0.42879862400000002,0.152964144,0.21784696000000001,0.60465342400000011,0.43847963200000012,0.51433505599999996,0.25340319999999994,0.65831099199999998,0.77401950399999997,0.26031107199999998,0.56326536000000005,0.56563473600000003]
[639,1,0.85447052800000012,0.63348012800000009,0.13196612799999999,0.51236503999999994,0.59897783999999998,0.25071232000000004,0.44721376000000002,0.42396574400000003,5.9523871999999999E-2,0.86998942400000001,0.47195844800000003,0.66446174400000002,0.25973332799999999,0.48654548800000008,0.58284947199999992,0.33362999999999998,0.23657572799999999,0.33960851199999997,0.52476769600000006,0.73799924799999994,0.89640740799999985,0.78002732799999996,0.83415849600000003,0.857368032,0.51196203200000001,0.90080782400000003,0.45660260800000002,0.116160032,0.78646420799999994,0.35378348799999998,0.80220308799999995,0.50129436799999993,0.79483199999999998,0.26934871999999999,0.10371948799999998,0.55700644799999999,0.10626667199999999,0.67034846399999992,8.2792751999999997E-2,0.188812704,0.69458416000000001,0.23859217600000002,0.30780222400000001,5.0127632000000005E-2,0.15046078400000004,0.22681777600000003,0.34822883199999999,0.25700273600000006,8.9907247999999995E-2,0.15723358399999998,0.20748852800000001,7.1460495999999998E-2,5.7941616000000001E-2,0.49928774400000003,0.44820216000000002,0.15758072000000001,7.0517328000000004E-2,5.0982447999999993E-2,0.52763911999999991,0.66106433599999992,0.40206534400000005,0.31119846400000001,6.2187695999999994E-2,9.4394463999999997E-2,2.7256015999999997E-2,5.6493952E-2,6.5389504000000001E-2,0.229673296,0.19806190400000004,0.29629879999999997,4.3132288000000005E-2,0.44502043199999997,0.12488820800000001,4.468312E-2,4.0162768000000008E-2,0.118297104,0.13607180799999999,8.4262240000000002E-2,0.44520246399999996,0.35116735999999998,0.188674704,0.67238544,0.41359752,6.2424800000000009E-2,0.14361473599999999,0.55759508800000002,0.16749644799999999,0.42829255999999999,0.15444160000000001,0.21837166399999999,0.60577451199999999,0.44656737600000002,0.52020404800000009,0.25977787199999997,0.66398302399999998,0.77865735999999997,0.26111188800000001,0.56494158399999983,0.56979532799999999]
[640,1,0.85560000000000003,0.63670000000000004,0.13322000000000001,0.51261999999999996,0.61007,0.25369000000000003,0.45029999999999998,0.43125000000000002,5.9659999999999998E-2,0.87063999999999997,0.47494999999999998,0.66605999999999999,0.26021,0.48670000000000002,0.58394999999999997,0.33779999999999999,0.23899999999999999,0.34079999999999999,0.52459999999999996,0.74021000000000003,0.89688999999999997,0.78137000000000001,0.83481000000000005,0.85699999999999998,0.51270000000000004,0.90110000000000001,0.45680999999999999,0.11620999999999999,0.78708999999999996,0.35437999999999997,0.80264000000000002,0.50609999999999999,0.79527999999999999,0.26884999999999998,0.10349,0.55717000000000005,0.105,0.67040999999999995,8.2949999999999996E-2,0.1893,0.69710000000000005,0.23909,0.30730000000000002,5.0200000000000002E-2,0.15024000000000001,0.22600000000000001,0.35249999999999998,0.25429000000000002,9.0039999999999995E-2,0.15828999999999999,0.2089,7.1819999999999995E-2,5.79E-2,0.4995,0.44862000000000002,0.15704000000000001,7.0099999999999996E-2,5.0939999999999999E-2,0.52749999999999997,0.66202000000000005,0.40282000000000001,0.31175000000000003,6.1890000000000001E-2,9.4399999999999998E-2,2.631E-2,5.6500000000000002E-2,6.54E-2,0.23021,0.19847000000000001,0.29687999999999998,4.3099999999999999E-2,0.44536999999999999,0.12520000000000001,4.478E-2,4.0300000000000002E-2,0.11940000000000001,0.13991999999999999,8.4500000000000006E-2,0.45113999999999999,0.35415999999999997,0.19616,0.67349999999999999,0.41560000000000002,6.2520000000000006E-2,0.14463999999999999,0.56969000000000003,0.16819999999999999,0.42774000000000001,0.15603,0.21890000000000001,0.60694000000000004,0.45456000000000002,0.52605999999999997,0.26623999999999998,0.66964999999999997,0.78317999999999999,0.26200000000000001,0.56677,0.57369999999999999]
[641,1,0.85671305599999992,0.63982281600000002,0.13457160000000001,0.51288719999999999,0.62081913599999994,0.25693756800000006,0.45310704000000002,0.43829992000000001,5.9818815999999997E-2,0.87124915199999997,0.477981616,0.66749529600000002,0.260693536,0.48687145600000009,0.58502764800000007,0.34194827199999994,0.24163164799999995,0.34199324799999997,0.52441977599999989,0.74234636799999998,0.89737249600000002,0.782647168,0.83545064000000013,0.85665140799999984,0.51339716800000001,0.90137409600000007,0.45685276799999996,0.11624873599999999,0.78767219200000005,0.35479110399999991,0.80304283200000004,0.51120934399999995,0.79569052799999995,0.2683585759999999,0.103264864,0.55740083200000001,0.10369507199999999,0.67051211199999983,8.3127375999999989E-2,0.18983367999999998,0.69978608000000009,0.23977435199999997,0.30676673600000004,5.0272304000000011E-2,0.15013094400000002,0.22519920000000002,0.35705616000000001,0.25163318400000001,9.0182271999999994E-2,0.159405776,0.21039734400000001,7.2220911999999998E-2,5.7859807999999992E-2,0.49970464000000003,0.449090512,0.15650726400000003,6.9620143999999995E-2,5.0905071999999989E-2,0.52746769599999999,0.66301414400000003,0.40361355199999999,0.31237729600000003,6.1598527999999993E-2,9.4425007999999991E-2,2.5395951999999999E-2,5.6508671999999996E-2,6.5425583999999995E-2,0.230808032,0.19892664000000002,0.29751871999999996,4.3074495999999997E-2,0.44575958399999993,0.12560008,4.4892448000000001E-2,4.0443743999999997E-2,0.12060712,0.14391887999999997,8.4826559999999995E-2,0.45733913599999998,0.3572382879999999,0.20397427200000001,0.67482006399999994,0.41774070399999996,6.2627567999999995E-2,0.145567424,0.58142769599999999,0.16893105599999997,0.42715878399999996,0.15773569599999998,0.21943324799999997,0.60815278400000006,0.46244239999999998,0.53189790400000003,0.27278697599999996,0.67531443199999996,0.78758678399999993,0.26297651200000005,0.56875574399999995,0.57735692800000005]
[642,1,0.85781161599999989,0.64285185600000005,0.13602372800000001,0.51316660800000002,0.63121974400000003,0.26046400000000003,0.45564976000000001,0.44511076799999999,6.0000559999999994E-2,0.87181859199999978,0.48105430399999999,0.66872924800000011,0.26118616,0.48705984000000002,0.58608344000000012,0.34607659200000007,0.24447945600000001,0.34318800000000005,0.52422696000000002,0.74441966400000004,0.89785582400000019,0.78385928000000016,0.83607910400000007,0.85632294399999997,0.51406755199999998,0.90163067200000013,0.45673691200000011,0.116273056,0.78821260800000004,0.35501408000000001,0.80341312000000009,0.51661528000000012,0.79606268800000013,0.26787507199999994,0.10304422399999999,0.55770326399999992,0.102358976,0.67065667200000001,8.3325152000000013E-2,0.190414368,0.7026426560000002,0.24064544000000002,0.30618604800000004,5.0344544000000005E-2,0.15014203200000001,0.22441587200000002,0.36189745600000001,0.24903158400000003,9.0332927999999993E-2,0.16057852799999997,0.21197787200000004,7.2662896000000005E-2,5.782164800000001E-2,0.49990449600000003,0.44961667200000011,0.155984384,6.9072240000000007E-2,5.0878656000000001E-2,0.52754459199999992,0.66404614399999995,0.40444414400000001,0.31308660800000004,6.1313632E-2,9.4470464000000004E-2,2.4514848000000002E-2,5.6520032000000005E-2,6.5466800000000006E-2,0.23146726400000003,0.199432832,0.29821433599999997,4.3058400000000004E-2,0.44618923199999999,0.126089376,4.5022416000000003E-2,4.0594656000000007E-2,0.12192004800000002,0.14806545599999998,8.5242880000000021E-2,0.46379353600000001,0.360403792,0.212084784,0.67635172799999999,0.42001988800000001,6.2747904000000021E-2,0.14638231999999998,0.59277264000000018,0.16969008000000002,0.42656614400000004,0.159565344,0.21997264000000002,0.60941854400000017,0.470200432,0.53771137599999996,0.27941703999999995,0.68097883199999998,0.79187694399999997,0.26404275199999999,0.57090288,0.58077345599999997]
[643,1,0.85889265600000009,0.64579881600000011,0.137575376,0.51345345599999992,0.64128595200000016,0.26428387200000003,0.45794672000000003,0.45168673600000003,6.0202544000000011E-2,0.87235555199999992,0.48418003200000009,0.66986048000000009,0.26168334400000004,0.48726126399999997,0.58711667200000006,0.35019115200000001,0.24756094400000006,0.344380672,0.52402462400000005,0.74643920000000008,0.89833763200000005,0.785014192,0.83669916800000022,0.85601248000000019,0.51462385600000005,0.90187188799999995,0.45644617600000004,0.11629049599999999,0.78871454400000007,0.3550701759999999,0.80376140800000018,0.52230497600000003,0.79640548800000011,0.26740108800000001,0.102829024,0.55804705600000004,0.10101895999999999,0.67082075200000002,8.3540848000000001E-2,0.19103745600000002,0.70566531200000004,0.241702048,0.30549839999999995,5.0417504000000002E-2,0.15023136000000001,0.223650864,0.36702051200000002,0.24648694400000004,9.049214400000001E-2,0.16180152000000003,0.21363072,7.3141360000000002E-2,5.7788208000000008E-2,0.50011459200000008,0.45020507200000004,0.15547798400000001,6.8446495999999996E-2,5.0864240000000005E-2,0.52772916800000003,0.66511686400000003,0.40530673600000006,0.31388592000000004,6.1039696000000011E-2,9.4538320000000009E-2,2.3666943999999999E-2,5.6534912000000007E-2,6.5523456000000008E-2,0.23218097600000004,0.199982304,0.29896083200000001,4.3058224000000006E-2,0.44665504000000006,0.126666272,4.5172944E-2,4.0756928000000005E-2,0.12333657600000002,0.152354512,8.5747519999999994E-2,0.47049505600000002,0.36366153599999995,0.22056161600000002,0.6780789920000001,0.42244611199999998,6.2878959999999998E-2,0.14728985600000002,0.60371198400000003,0.170478624,0.42598590400000003,0.16152283200000003,0.22051955200000004,0.61071262400000004,0.47779902399999996,0.54350052799999993,0.286125344,0.68664283200000009,0.79605054400000008,0.26519931200000002,0.57321785600000008,0.58396502400000005]
[644,1,0.85995017600000001,0.64868041600000004,0.139218224,0.51373998400000009,0.65104303999999991,0.26841446399999996,0.46001744,0.45803750400000004,6.0420207999999996E-2,0.87287011199999998,0.48737720000000001,0.67105187200000005,0.26217668799999999,0.48746956799999996,0.58812582399999991,0.35430019199999996,0.25089835199999999,0.34556598399999994,0.52381772800000004,0.74841321599999999,0.89881343999999996,0.78612446400000002,0.83731779200000001,0.85571593599999995,0.51494408000000003,0.902100864,0.45596135999999998,0.116319776,0.78918231999999999,0.35500363199999996,0.80410313600000005,0.52826179200000001,0.79673412799999987,0.26693878400000004,0.10262062400000001,0.55838628800000001,9.9714944E-2,0.67096963200000004,8.377022399999999E-2,0.19169486400000002,0.70884652800000003,0.24294137599999999,0.30462115199999995,5.0492383999999994E-2,0.15032900799999999,0.22290521600000002,0.37241964799999999,0.24400238399999999,9.0660960000000013E-2,0.16306491199999998,0.21533940800000001,7.3649024000000007E-2,5.7763328000000003E-2,0.50035708800000012,0.45086395200000001,0.15499734399999998,6.7731871999999999E-2,5.0866703999999999E-2,0.52801606400000001,0.66622790399999998,0.40619412800000004,0.31478427200000003,6.0783440000000008E-2,9.4630895999999992E-2,2.2852000000000001E-2,5.6554592000000001E-2,6.5594752000000006E-2,0.23293820800000001,0.20056417599999998,0.29974868800000004,4.3082847999999993E-2,0.44715044799999998,0.127327408,4.5347712000000005E-2,4.0936960000000001E-2,0.12485142399999997,0.156778528,8.6337440000000001E-2,0.47743401599999996,0.36701847999999998,0.22951052800000002,0.679972256,0.42503289599999999,6.3017215999999987E-2,0.14859403200000001,0.61424884800000001,0.17129836799999998,0.42544550400000003,0.16361016,0.22107510400000002,0.61199542400000007,0.48519593599999999,0.54926951999999984,0.29290492800000001,0.69230395200000006,0.80010814400000008,0.26644547200000007,0.57570827200000008,0.58695155199999993]
[645,1,0.86097999999999997,0.65151000000000003,0.14094000000000001,0.51402000000000003,0.66051000000000004,0.27287,0.46188000000000001,0.46417000000000003,6.0650000000000003E-2,0.87336999999999998,0.49065999999999999,0.67239000000000004,0.26266,0.48768,0.58911000000000002,0.35841000000000001,0.25451000000000001,0.34673999999999999,0.52361000000000002,0.75034999999999996,0.89927999999999997,0.78720000000000001,0.83794000000000002,0.85543000000000002,0.51495999999999997,0.90232000000000001,0.45528000000000002,0.11637,0.78961999999999999,0.35485,0.80445,0.53447,0.79705999999999999,0.26649,0.10242,0.55869000000000002,9.8479999999999998E-2,0.67108000000000001,8.4010000000000001E-2,0.19238,0.71218000000000004,0.24435999999999999,0.30348999999999998,5.0569999999999997E-2,0.15039,0.22217999999999999,0.37808999999999998,0.24157999999999999,9.0840000000000004E-2,0.16436000000000001,0.21709000000000001,7.4179999999999996E-2,5.7750000000000003E-2,0.50065000000000004,0.4516,0.15454999999999999,6.6919999999999993E-2,5.0889999999999998E-2,0.52839999999999998,0.66737999999999997,0.40710000000000002,0.31579000000000002,6.055E-2,9.4750000000000001E-2,2.2069999999999999E-2,5.6579999999999998E-2,6.5680000000000002E-2,0.23372999999999999,0.20116999999999999,0.30057,4.3139999999999998E-2,0.44767000000000001,0.12806999999999999,4.555E-2,4.1140000000000003E-2,0.12645999999999999,0.16133,8.7010000000000004E-2,0.48459999999999998,0.37047999999999998,0.23898,0.68201000000000001,0.42779,6.3159999999999994E-2,0.15049000000000001,0.62438000000000005,0.17215,0.42497000000000001,0.16583000000000001,0.22164,0.61324000000000001,0.49236000000000002,0.55501999999999996,0.29975000000000002,0.69796000000000002,0.80405000000000004,0.26778000000000002,0.57838000000000001,0.58975]
[646,1,0.86198351999999989,0.65429068800000012,0.14274054400000005,0.51429265600000007,0.66968687999999987,0.277655296,0.46354812799999995,0.47008312000000002,6.0891312000000003E-2,0.87385596799999987,0.49403009599999997,0.67385695999999995,0.263133968,0.48789203200000003,0.59007043200000009,0.36252083200000002,0.25840224000000001,0.34790265599999992,0.52340144,0.75225830400000004,0.899737648,0.78824259200000002,0.83856487999999996,0.85515363200000005,0.51467876800000001,0.90252979199999994,0.45441134400000005,0.11643366399999999,0.79003136000000007,0.35460475200000002,0.80480233600000006,0.54091660799999997,0.79738299199999996,0.26605543999999998,0.102227232,0.55896057599999993,9.7326624E-2,0.67115323199999999,8.4259583999999998E-2,0.19309112,0.71566281600000003,0.24595235200000001,0.30209555199999999,5.0650239999999992E-2,0.15042487999999996,0.221476224,0.38402883199999993,0.239218928,9.1028368000000012E-2,0.16568180800000004,0.21887611200000001,7.4732368000000007E-2,5.7748736000000002E-2,0.50099868800000003,0.45241499200000002,0.15413833599999999,6.6010368E-2,5.0935231999999997E-2,0.52887600000000001,0.66857108799999998,0.408020832,0.31690950400000001,6.0340143999999991E-2,9.4896031999999991E-2,2.1321376E-2,5.6611071999999998E-2,6.5779104000000005E-2,0.23455350399999997,0.20179835199999999,0.30142153599999999,4.3233727999999999E-2,0.44821166400000001,0.12889296,4.5781808E-2,4.1367807999999999E-2,0.12815968,0.16600388800000002,8.7764160000000022E-2,0.491980272,0.374046928,0.24891782399999998,0.68419497600000012,0.43071590399999998,6.3307056E-2,0.152944464,0.63408323200000005,0.173031344,0.42457752000000004,0.16818719999999998,0.22221369599999999,0.614449888,0.49928134400000002,0.56074595199999999,0.30665832000000004,0.70360924800000002,0.8078752480000001,0.26920019200000006,0.58123368000000009,0.59236831999999995]
[647,1,0.86296193600000015,0.65702545600000006,0.14462777600000004,0.51455697599999994,0.678575712,0.28277267200000006,0.46503408000000007,0.47577761600000007,6.1143024000000011E-2,0.8743280320000002,0.49748939200000003,0.67549904000000005,0.26359886399999999,0.48810494399999999,0.59100875200000003,0.366631712,0.26257982400000007,0.34905411199999997,0.52319206399999996,0.75414599999999998,0.90018627200000012,0.78925475200000006,0.83919172800000019,0.85488480000000011,0.51407673600000003,0.90273084800000014,0.45335273600000003,0.11651161600000001,0.79042142399999993,0.354261296,0.80515948800000003,0.54758569600000007,0.79770348800000013,0.26563572800000002,0.10204246400000001,0.55919697600000007,9.6270159999999994E-2,0.67118755200000002,8.4517808E-2,0.19382537599999999,0.71929027199999995,0.24770956799999999,0.30043359999999997,5.0733024000000002E-2,0.15043616000000004,0.22079502400000003,0.39023179200000002,0.23691822400000004,9.1225184000000015E-2,0.16702399999999998,0.22068912000000002,7.5303280000000014E-2,5.7759968000000002E-2,0.50140939200000012,0.45330963200000007,0.15376486400000003,6.5005616000000002E-2,5.1003439999999997E-2,0.52943468800000004,0.66979822400000011,0.40895225599999996,0.31814936000000005,6.0154976000000013E-2,9.5069040000000007E-2,2.0606144E-2,5.6647712000000003E-2,6.5891696000000013E-2,0.23540449600000002,0.20244638400000003,0.30229859200000003,4.3368624000000001E-2,0.44877232,0.12979411199999999,4.6045103999999996E-2,4.1622688000000005E-2,0.12994529599999999,0.17079483200000001,8.859808000000001E-2,0.49955881600000002,0.37771977600000006,0.259282656,0.68652819200000004,0.43380827199999999,6.3457760000000002E-2,0.15594489600000003,0.64334414400000006,0.173938704,0.42428646400000003,0.17068571200000002,0.22279459200000004,0.61562598400000001,0.50594950400000005,0.56644156800000001,0.31362726400000007,0.70924755200000023,0.81158286400000001,0.27070091200000007,0.58426817600000003,0.59481438399999997]
[648,1,0.86391107200000006,0.6597279840000001,0.14653340800000003,0.51480561600000008,0.68719366400000015,0.28823932800000002,0.466357472,0.48125811200000002,6.1402256000000002E-2,0.87479449600000003,0.50105164800000002,0.6770897600000001,0.26404840000000002,0.48831417600000004,0.59192315200000023,0.37075051199999998,0.267063088,0.350190528,0.52298564800000003,0.75602161599999995,0.90062329600000013,0.79024595199999992,0.83982561600000005,0.85462124800000006,0.5132883840000001,0.90292494400000012,0.45219060800000005,0.11658012800000002,0.79079204800000003,0.35388528000000002,0.80553439999999998,0.55446446399999993,0.79803254400000001,0.26523313599999998,0.101866096,0.55939473599999989,9.5340895999999994E-2,0.67118187200000001,8.4782351999999991E-2,0.19457651200000003,0.72305836800000001,0.24963206400000004,0.29843484800000003,5.0818688000000001E-2,0.15042552000000001,0.22013766400000001,0.39669627199999996,0.23467984,9.1431600000000002E-2,0.16837859199999999,0.22251748800000004,7.5888192000000007E-2,5.778664E-2,0.50189969600000006,0.45429219200000004,0.15343683200000002,6.3894544000000011E-2,5.1098768000000003E-2,0.53007505599999993,0.67106343999999996,0.40988848,0.31951737600000008,5.9998528000000002E-2,9.5270928000000005E-2,1.9925151999999995E-2,5.6690752000000011E-2,6.6016848000000003E-2,0.23627516800000001,0.20310761600000002,0.303195088,4.3552320000000012E-2,0.44934737600000002,0.13077182400000001,4.634336E-2,4.1909408000000009E-2,0.13181499199999999,0.17569081600000003,8.9509120000000011E-2,0.50732871999999996,0.38150382400000005,0.26996980800000003,0.68898980800000009,0.43707768000000002,6.3610064000000008E-2,0.15946948800000002,0.65215153600000009,0.17487406400000002,0.42412116800000005,0.17332878399999999,0.22338444799999999,0.61675896000000008,0.51235774400000011,0.572108544,0.32065132800000007,0.7148759360000001,0.81517368000000001,0.27228323200000004,0.58749123199999997,0.59710548799999996]
[649,1,0.86482492799999999,0.66241555200000013,0.14835576000000003,0.51502889600000001,0.69556297600000005,0.29407750399999999,0.46754038400000003,0.486530448,6.1665568000000004E-2,0.8752664,0.50473454400000006,0.67827024000000014,0.26447401599999998,0.48851388800000012,0.59281059200000008,0.374888112,0.27187763199999998,0.35130678400000004,0.52278723199999999,0.75789379199999996,0.90104535999999991,0.79122803200000003,0.84047358399999994,0.854360656,0.51252955199999983,0.90311416,0.45105392,0.1166032,0.79114387199999991,0.35357110400000002,0.80594459200000002,0.56154115199999999,0.79838480000000001,0.26485054400000002,0.10169852800000001,0.559552096,9.4574112000000002E-2,0.67113851200000008,8.5050575999999989E-2,0.19533700800000001,0.72696342400000002,0.25172343999999996,0.29600833600000004,5.0907632000000001E-2,0.15040080000000003,0.21950550399999999,0.40342035199999998,0.23250665599999998,9.164953599999999E-2,0.169736944,0.22434873600000002,7.6482064000000002E-2,5.7832512000000003E-2,0.50249104,0.45537355200000001,0.15316304,6.266139200000001E-2,5.1226416000000004E-2,0.53079886399999998,0.67237049599999998,0.41082318400000001,0.32102171200000001,5.9875680000000001E-2,9.550417600000001E-2,1.9279599999999997E-2,5.6741312000000002E-2,6.6153359999999981E-2,0.23715648,0.20377444800000002,0.30410454400000003,4.3793536000000008E-2,0.44993171199999998,0.13182465599999998,4.6680576000000001E-2,4.2233567999999999E-2,0.133768048,0.1806768,9.0494240000000004E-2,0.51528614400000006,0.38540587199999998,0.28082975999999998,0.69155302400000007,0.44053900800000001,6.3761487999999991E-2,0.16346063999999999,0.66049524800000003,0.175841264,0.424107872,0.17611937599999999,0.223986144,0.61783857599999992,0.51850454400000001,0.57775112000000006,0.327724032,0.72049728000000002,0.81864921599999996,0.27395027200000005,0.59091356800000006,0.5992621119999999]
[650,1,0.86570000000000003,0.66510000000000002,0.15003,0.51522000000000001,0.70369999999999999,0.30030000000000001,0.46860000000000002,0.49159999999999998,6.1929999999999999E-2,0.87575000000000003,0.50854999999999995,0.67883000000000004,0.26486999999999999,0.48870000000000002,0.59367000000000003,0.37905,0.27704000000000001,0.35239999999999999,0.52259999999999995,0.75976999999999995,0.90144999999999997,0.79220999999999997,0.84114,0.85409999999999997,0.51193999999999995,0.90329999999999999,0.45002999999999999,0.11656,0.79147999999999996,0.35338000000000003,0.80640000000000001,0.56879999999999997,0.79876999999999998,0.26449,0.10154000000000001,0.55967,9.4E-2,0.67105999999999999,8.5319999999999993E-2,0.1961,0.73099999999999998,0.25397999999999998,0.29310000000000003,5.0999999999999997E-2,0.15037,0.21890000000000001,0.41039999999999999,0.23039999999999999,9.1880000000000003E-2,0.17108999999999999,0.22617000000000001,7.7079999999999996E-2,5.79E-2,0.50319999999999998,0.45656000000000002,0.15295,6.13E-2,5.1389999999999998E-2,0.53159999999999996,0.67371999999999999,0.41175,0.32267000000000001,5.9790000000000003E-2,9.5769999999999994E-2,1.8669999999999999E-2,5.6800000000000003E-2,6.6299999999999998E-2,0.23804,0.20444000000000001,0.30502000000000001,4.41E-2,0.45051999999999998,0.13295000000000001,4.7059999999999998E-2,4.2599999999999999E-2,0.1358,0.18573999999999999,9.1550000000000006E-2,0.52342,0.38943,0.29172999999999999,0.69420000000000004,0.44419999999999998,6.3909999999999995E-2,0.16785,0.66837000000000002,0.17684,0.42426999999999998,0.17906,0.22459999999999999,0.61885999999999997,0.52439000000000002,0.58337000000000006,0.33484000000000003,0.72611000000000003,0.82201000000000002,0.2757,0.59453999999999996,0.60129999999999995]
[651,1,0.8665371999999999,0.66778401600000004,0.15156609599999998,0.51537750400000004,0.71160987199999992,0.30690324800000002,0.46954588800000002,0.49647060799999992,6.2193743999999995E-2,0.87624401600000013,0.51249903999999991,0.67881926400000003,0.26523590400000002,0.48887168000000009,0.59450343999999988,0.38323326400000002,0.28255057600000005,0.35347089599999998,0.52242395199999991,0.76165596800000002,0.9018366080000001,0.7931951519999999,0.84182454400000006,0.85383617599999984,0.51149950399999999,0.90348302400000013,0.44911627199999998,0.11645006399999999,0.79180670400000008,0.35331382400000005,0.80689844799999988,0.57622043199999995,0.79918902399999991,0.26415219200000001,0.101390624,0.55974617599999998,9.3637296000000009E-2,0.67094403199999997,8.5588784000000001E-2,0.19686083200000001,0.73516036799999995,0.25638771199999993,0.28971776000000005,5.1095599999999998E-2,0.15032820799999999,0.21832257600000002,0.41762790399999999,0.22835867200000001,9.2122319999999994E-2,0.17242950399999998,0.227969744,7.767803199999998E-2,5.7989327999999993E-2,0.50403335999999999,0.45785025599999996,0.15280024000000003,5.9818639999999999E-2,5.1590416E-2,0.53246326399999999,0.67510763200000001,0.41266345600000004,0.32446886399999997,5.9742656000000005E-2,9.6067743999999997E-2,1.8095791999999999E-2,5.6866624000000005E-2,6.6455792E-2,0.238919616,0.20509968000000001,0.305934912,4.4476976000000008E-2,0.45110761599999999,0.13414393600000005,4.7483711999999997E-2,4.3011727999999999E-2,0.13790113600000001,0.19087263999999998,9.2672976000000004E-2,0.53170881599999997,0.39357588800000004,0.30263728000000006,0.6969290560000001,0.44805694400000001,6.4054544000000005E-2,0.17264476799999998,0.67577552000000007,0.177863984,0.42462561599999993,0.18215273600000004,0.22522312000000003,0.61982081599999994,0.53001203200000002,0.58895977600000016,0.34199590399999996,0.73170622399999996,0.82525500799999996,0.27752302400000001,0.59836615999999987,0.60322671999999988]
[652,1,0.86733667200000009,0.67047198400000008,0.15296452799999999,0.51549913600000008,0.71929966399999989,0.31388468800000002,0.47038883200000003,0.501146592,6.2454896000000003E-2,0.87674865600000007,0.51658340799999991,0.67821200000000004,0.26557039999999993,0.48902769600000007,0.59531227200000003,0.38743667200000004,0.28841076800000004,0.35451956800000001,0.52225964800000002,0.76355721600000004,0.90220441600000023,0.79418731200000003,0.84252777600000006,0.85356676800000009,0.51121678400000004,0.90366390400000007,0.44832124800000006,0.116260368,0.79212900800000008,0.35338936000000004,0.80744024000000003,0.583783104,0.79964406400000021,0.26383817600000004,0.10125057600000001,0.55977513599999995,9.3505376000000015E-2,0.67078731199999997,8.5855152000000018E-2,0.197614752,0.73943700800000001,0.25893478400000003,0.28586124800000001,5.1194287999999998E-2,0.15026480000000003,0.21777462400000003,0.42509683200000004,0.22638191999999999,9.2376160000000013E-2,0.173747712,0.22973708800000001,7.8272352000000003E-2,5.8101120000000006E-2,0.50499857599999998,0.45924411199999998,0.15271691200000001,5.8223023999999998E-2,5.1829007999999996E-2,0.53337713599999992,0.67652999999999996,0.41355840000000005,0.32642497600000003,5.9735008000000013E-2,9.6397087999999992E-2,1.7556591999999996E-2,5.6941152000000009E-2,6.6619727999999989E-2,0.23978932800000005,0.20574897600000003,0.30684324800000007,4.4929759999999999E-2,0.45169025600000007,0.13540286400000004,4.7954159999999996E-2,4.3471888000000007E-2,0.14006235199999997,0.19606561600000003,9.3859759999999987E-2,0.54013312000000002,0.39784390400000003,0.31354340799999997,0.69973556800000014,0.45210840000000002,6.4193984000000009E-2,0.17789764799999999,0.68271193600000002,0.17890814400000002,0.425193088,0.18539942400000003,0.22585380800000002,0.62071343999999995,0.53537070400000009,0.59451622399999993,0.34918796800000007,0.73727937600000004,0.82838367999999996,0.27941123200000001,0.60238915199999998,0.60505116800000003]
[653,1,0.86810182400000002,0.67315971200000002,0.15424143999999998,0.51558532800000012,0.726770896,0.32123220800000002,0.47113065600000004,0.50563313600000004,6.2711168000000012E-2,0.87725505599999998,0.5208015359999999,0.67724297599999994,0.26587521599999997,0.48916843200000004,0.59610166400000009,0.39164847999999997,0.29461408,0.35555000000000003,0.52210494399999996,0.76547790399999993,0.90255278400000005,0.79518939200000005,0.843246528,0.85328399999999993,0.51106614400000006,0.90384246400000001,0.44765118399999998,0.116032912,0.79245971199999998,0.35357265600000004,0.80801155199999997,0.59145665600000008,0.80013190399999989,0.26354736000000006,0.10111932800000001,0.55978369599999989,9.3626176000000005E-2,0.67060427199999995,8.6116240000000011E-2,0.19835451200000001,0.74381828799999994,0.26159217599999995,0.281582096,5.1295296000000004E-2,0.15022027200000002,0.217258272,0.43279656,0.224466368,9.264008E-2,0.17503096000000001,0.23145355199999998,7.8856912000000015E-2,5.8233711999999993E-2,0.50610195199999997,0.46073436800000006,0.15270014399999998,5.6538287999999999E-2,5.2104880000000006E-2,0.53430276799999998,0.67797772800000011,0.41442606400000004,0.32854476800000004,5.9767360000000005E-2,9.6755072000000011E-2,1.7050751999999999E-2,5.7022560000000007E-2,6.6789903999999997E-2,0.24063960000000004,0.20638067200000001,0.30773382400000004,4.5465024E-2,0.45225961600000003,0.13671947200000004,4.8472048000000004E-2,4.3984207999999997E-2,0.14226660800000002,0.20131099200000002,9.5104464E-2,0.54865710400000012,0.40222992000000002,0.32419433599999997,0.70262608000000004,0.456339936,6.4327103999999996E-2,0.18327916800000002,0.68919283200000003,0.179958064,0.42598936000000004,0.188800992,0.22648225600000002,0.62156582400000004,0.54047801600000001,0.60002987200000002,0.35641379200000001,0.74281236800000006,0.83139323199999993,0.28134512,0.60659526400000008,0.60677569600000014]
[654,1,0.86883817600000002,0.67583775999999995,0.15543011199999998,0.51563848000000001,0.73402108799999999,0.32892652800000005,0.47176784000000005,0.50993575999999996,6.2960240000000001E-2,0.87774905599999997,0.52514862399999995,0.676295392,0.26615419199999996,0.48929548800000006,0.59687897599999995,0.39585084800000003,0.30114771200000001,0.356568512,0.52195599999999998,0.76742115199999994,0.90288139199999995,0.79620307200000007,0.84397527999999999,0.85297763199999999,0.51098766399999995,0.90401798400000011,0.44709991999999998,0.115836416,0.79281561599999995,0.353799472,0.80859030399999998,0.59920332800000009,0.80064558399999997,0.26327822400000001,0.100996,0.559813216,9.4021216000000005E-2,0.67041707199999989,8.6368767999999999E-2,0.19907195200000002,0.74829020800000001,0.26432124800000001,0.27696550400000003,5.139750399999999E-2,0.15025662399999998,0.216776,0.44071484799999999,0.222607056,9.2911919999999995E-2,0.17626292800000001,0.23309729599999998,7.9424752000000015E-2,5.8384063999999992E-2,0.50734780800000001,0.46230942400000002,0.152748096,5.4800832000000001E-2,5.2415712000000003E-2,0.53518736,0.67943793600000002,0.41525612800000006,0.33083439999999997,5.9839152E-2,9.7137215999999998E-2,1.6575871999999998E-2,5.7109248000000001E-2,6.6963999999999996E-2,0.24145955199999999,0.20698660799999999,0.30859312,4.6089727999999996E-2,0.45280561600000002,0.13808448000000001,4.9037135999999995E-2,4.4552447999999994E-2,0.144492224,0.20660180800000003,9.6399967999999989E-2,0.5572357280000001,0.40672705599999992,0.33423798399999999,0.70561443199999996,0.46072947199999997,6.4452783999999999E-2,0.18829652799999999,0.69523948800000002,0.18099406400000001,0.42702987199999998,0.19235775999999999,0.227094464,0.62242236800000006,0.54535228799999991,0.60548799999999992,0.36367185600000002,0.74828223999999988,0.83427966400000009,0.28329868799999997,0.61096433599999989,0.60839846399999997]
[655,1,0.86955000000000005,0.67849999999999999,0.15656,0.51566000000000001,0.74104999999999999,0.33695000000000003,0.4723,0.51405999999999996,6.3200000000000006E-2,0.87822,0.52961999999999998,0.67562,0.26640999999999998,0.48941000000000001,0.59765000000000001,0.40003,0.308,0.35758000000000001,0.52181,0.76939000000000002,0.90319000000000005,0.79722999999999999,0.84470999999999996,0.85263999999999995,0.51093999999999995,0.90419000000000005,0.44666,0.11570999999999999,0.79320999999999997,0.35403000000000001,0.80915999999999999,0.60699000000000003,0.80118,0.26302999999999999,0.10088,0.55989,9.4710000000000003E-2,0.67023999999999995,8.6610000000000006E-2,0.19975999999999999,0.75283999999999995,0.26708999999999999,0.27207999999999999,5.1499999999999997E-2,0.15040999999999999,0.21632999999999999,0.44884000000000002,0.2208,9.3189999999999995E-2,0.17743,0.23465,7.9969999999999999E-2,5.8549999999999998E-2,0.50873999999999997,0.46395999999999998,0.15286,5.3039999999999997E-2,5.2760000000000001E-2,0.53598999999999997,0.68089999999999995,0.41604000000000002,0.33329999999999999,5.9950000000000003E-2,9.7540000000000002E-2,1.6129999999999999E-2,5.7200000000000001E-2,6.7140000000000005E-2,0.24224000000000001,0.20755999999999999,0.30941000000000002,4.6809999999999997E-2,0.45332,0.13949,4.965E-2,4.5179999999999998E-2,0.14671999999999999,0.21193000000000001,9.7739999999999994E-2,0.56583000000000006,0.41132999999999997,0.34344999999999998,0.70870999999999995,0.46526000000000001,6.4570000000000002E-2,0.19264999999999999,0.70086999999999999,0.182,0.42832999999999999,0.19606999999999999,0.22767999999999999,0.62331000000000003,0.55001,0.61087999999999998,0.37096000000000001,0.75366999999999995,0.83704000000000001,0.28525,0.61548000000000003,0.60992000000000002]
[656,1,0.87023769600000012,0.68115033599999997,0.15762752000000005,0.51564996799999996,0.74786420799999997,0.34528937600000004,0.47273628799999995,0.51801142399999989,6.3429040000000006E-2,0.87866814399999993,0.53421126400000007,0.67517460799999995,0.26664183999999991,0.48951174399999997,0.59841600000000006,0.40418443199999993,0.31516214399999992,0.35858489599999999,0.52166732800000015,0.77138711999999998,0.90347836800000003,0.79827155200000011,0.84545097599999997,0.85227091199999994,0.510939056,0.90435891200000007,0.44634249599999998,0.11565159999999998,0.79364612800000012,0.35427363199999995,0.80972080000000002,0.61479766400000013,0.80173564800000008,0.26280390399999992,0.10077167999999999,0.5600091519999999,9.5705888000000003E-2,0.67007399999999984,8.6838720000000008E-2,0.20041508799999999,0.75745855999999989,0.26988622400000001,0.266944032,5.1602464000000001E-2,0.15068091200000003,0.21592134400000002,0.45716169599999995,0.219044192,9.3473903999999997E-2,0.17852676800000003,0.236104272,8.0489872000000004E-2,5.8731711999999998E-2,0.51028099199999999,0.46568350400000008,0.153038384,5.1263935999999989E-2,5.3138352E-2,0.53670540799999999,0.68236009599999992,0.41677411200000009,0.33594758399999997,6.0100464000000006E-2,9.7962495999999996E-2,1.5712415999999996E-2,5.7294592000000005E-2,6.7316736000000002E-2,0.24297657600000003,0.208097648,0.31018015999999998,4.7629280000000003E-2,0.45379984000000001,0.14093238399999999,5.0313519999999994E-2,4.5868864000000002E-2,0.14893843200000001,0.21728433599999999,9.9120831999999992E-2,0.57441918400000014,0.41603809599999991,0.35182639999999998,0.71190886399999997,0.46992963199999999,6.4677968000000002E-2,0.19637238399999998,0.70609264000000005,0.18297047999999999,0.42990502400000002,0.19993799999999998,0.22823923200000001,0.62422108799999998,0.55446112000000003,0.61620182400000001,0.37827409599999995,0.75896798399999998,0.83967465600000002,0.287189152,0.62013704000000003,0.61134793600000004]
[657,1,0.87090182400000016,0.68379243200000006,0.15862119999999999,0.51561068799999998,0.75446961600000007,0.35392524800000003,0.47308521600000009,0.52179601599999992,6.3646368000000009E-2,0.87909409599999999,0.53891425600000009,0.67496113599999996,0.26684937599999997,0.48960115200000004,0.59917822400000009,0.40831272000000002,0.32261928000000006,0.35958367999999996,0.52152830400000016,0.77341366399999989,0.90374654400000021,0.79932739199999991,0.84619820800000001,0.85187159999999995,0.51099462399999995,0.90452502400000001,0.44616366400000002,0.115685552,0.79412627200000008,0.35452329600000004,0.81027291200000007,0.62260817600000007,0.80231190400000008,0.26260112000000002,0.10067156799999999,0.5601700959999999,9.7018015999999999E-2,0.66992539200000001,8.7054080000000006E-2,0.20103475199999998,0.76213612800000008,0.27269801599999999,0.26158625600000002,5.1704496000000003E-2,0.15109107199999999,0.21555075199999998,0.46566792000000007,0.217338528,9.3763040000000006E-2,0.1795496,0.23745539200000002,8.0982271999999994E-2,5.8929071999999999E-2,0.51197003200000002,0.46747596800000002,0.153285424,4.9481567999999997E-2,5.3550800000000003E-2,0.53733292799999988,0.6838142880000001,0.41745598400000011,0.33878276800000001,6.0290799999999999E-2,9.840339200000002E-2,1.5322192E-2,5.7392640000000002E-2,6.7493024000000013E-2,0.24366608000000003,0.20859715200000001,0.31090046399999999,4.8549663999999999E-2,0.45424321600000006,0.14240819199999999,5.1030768000000011E-2,4.6620128000000004E-2,0.15113516799999999,0.22265291200000004,0.10053878400000001,0.58298246400000009,0.42085015999999997,0.35931265600000006,0.71520792,0.47473633600000004,6.4776144000000022E-2,0.19940132799999999,0.71091891200000001,0.18390030400000001,0.43176839999999994,0.20396139200000002,0.22877401600000002,0.62515414399999991,0.55871889600000002,0.62144955200000007,0.38560987200000002,0.76416804799999993,0.84218475200000009,0.28910560000000002,0.62492910400000001,0.61268913600000008]
[658,1,0.87154675199999998,0.68642020800000003,0.15962152000000002,0.51553804800000003,0.76086646400000002,0.36284712000000008,0.47334678400000008,0.52541892800000001,6.3849296E-2,0.87948604800000008,0.54372828799999995,0.67497742400000005,0.26703475199999993,0.48967864000000005,0.59994212800000013,0.41240084799999999,0.33036689600000002,0.36058158400000007,0.52138992000000006,0.77547444800000009,0.90399448000000004,0.80040123200000013,0.84694823999999991,0.85143348799999996,0.51106843200000007,0.90468777600000005,0.44606603200000006,0.11572934400000001,0.79466361600000002,0.35480383999999998,0.81079998400000008,0.63038716800000005,0.80290472000000013,0.262421456,0.100578736,0.56036688000000001,9.8670303999999986E-2,0.66978254400000004,8.7253200000000017E-2,0.201610336,0.76686065599999997,0.27549332799999998,0.25606511999999998,5.1805327999999998E-2,0.151571552,0.21522127999999999,0.47434918400000009,0.215679024,9.4056256000000005E-2,0.18048291200000005,0.23868163200000003,8.144099199999999E-2,5.9140671999999991E-2,0.51381419199999989,0.46933003199999995,0.15360054400000003,4.7721520000000003E-2,5.3997087999999999E-2,0.53782708800000001,0.68525199999999986,0.41807625600000003,0.34181211200000006,6.0520096000000009E-2,9.8860128000000019E-2,1.4957808000000001E-2,5.7493407999999996E-2,6.7666992000000009E-2,0.24429870400000003,0.20905201599999998,0.31155924800000001,4.9579008000000008E-2,0.45464115200000005,0.14390919999999999,5.1802416000000004E-2,4.7438672000000001E-2,0.15329134399999997,0.22802804799999998,0.101987536,0.59148070400000008,0.42576150400000007,0.36606059200000007,0.71861553599999994,0.47966343999999994,6.4863360000000009E-2,0.20202563200000001,0.7153642240000001,0.18477284799999999,0.433937136,0.20814078400000002,0.22927224000000004,0.62609424000000002,0.56279851199999997,0.62661200000000006,0.39296540799999996,0.76925283199999994,0.84456596800000006,0.29097836799999999,0.62984140799999999,0.61394489600000002]
[659,1,0.87217816000000004,0.68902430400000003,0.1607468,0.515425248,0.76705307199999995,0.37204763200000002,0.47351811199999999,0.52888504000000014,6.4034543999999999E-2,0.87982791999999987,0.54865520000000001,0.67518515199999996,0.26720092799999995,0.48974460799999997,0.60071451200000003,0.416430576,0.33840411199999998,0.36158548800000001,0.52124801600000004,0.77757555199999995,0.90422217599999988,0.80149819199999994,0.84769651199999996,0.85094481600000005,0.51110568000000001,0.90484628800000011,0.44596007999999998,0.11564897600000001,0.79527479999999995,0.35515878400000001,0.81128017600000002,0.63809480000000007,0.80350889599999997,0.26226435199999998,0.10049174399999999,0.560587104,0.100691632,0.669624416,8.7432559999999993E-2,0.20213103999999998,0.7716193440000001,0.27823343999999994,0.25044902399999996,5.1904079999999998E-2,0.15200923200000002,0.21493684799999999,0.48319692800000008,0.21406072000000001,9.4352272000000001E-2,0.181307104,0.23975547200000003,8.1858511999999994E-2,5.9364752000000007E-2,0.51582315200000006,0.47123729599999992,0.153982224,4.6018991999999995E-2,5.4476976000000003E-2,0.53812748799999999,0.68666043200000004,0.41862332800000002,0.34504249600000003,6.0786911999999992E-2,9.9329823999999983E-2,1.4617584000000001E-2,5.7596095999999992E-2,6.7836560000000004E-2,0.244862528,0.20945455999999998,0.31214211199999992,5.0727151999999998E-2,0.45498236799999997,0.14542556799999998,5.2628384000000007E-2,4.8330735999999999E-2,0.15538584,0.233403424,0.103459888,0.59986862400000007,0.43076628800000005,0.37234508800000005,0.72214387199999996,0.48468942400000004,6.4938256E-2,0.20473337600000002,0.71944537600000003,0.18556763199999998,0.43642939199999997,0.21247705599999997,0.22971710400000001,0.62701601600000001,0.56671612800000015,0.63167548799999995,0.40033958399999997,0.77420209600000001,0.84681206399999998,0.29278305600000004,0.63485643199999997,0.61511465600000004]
[660,1,0.87280000000000002,0.69159999999999999,0.16206999999999999,0.51527000000000001,0.77302999999999999,0.38151000000000002,0.47360000000000002,0.53220000000000001,6.4199999999999993E-2,0.88010999999999995,0.55369000000000002,0.67554999999999998,0.26734999999999998,0.48980000000000001,0.60150000000000003,0.42038999999999999,0.34671999999999997,0.36259999999999998,0.52110000000000001,0.77971999999999997,0.90442999999999996,0.80262,0.84843999999999997,0.85040000000000004,0.51107000000000002,0.90500000000000003,0.44579000000000002,0.11537,0.79596999999999996,0.35560999999999998,0.81169999999999998,0.64570000000000005,0.80411999999999995,0.26212999999999997,0.10041,0.56081999999999999,0.1031,0.66944000000000004,8.7590000000000001E-2,0.20258999999999999,0.77639999999999998,0.28088999999999997,0.24479999999999999,5.1999999999999998E-2,0.15234,0.2147,0.49220000000000003,0.21248,9.4649999999999998E-2,0.18201000000000001,0.24066000000000001,8.2229999999999998E-2,5.96E-2,0.51800000000000002,0.47319,0.15443000000000001,4.4400000000000002E-2,5.4989999999999997E-2,0.53820000000000001,0.68803000000000003,0.41909000000000002,0.34848000000000001,6.1089999999999998E-2,9.9809999999999996E-2,1.43E-2,5.7700000000000001E-2,6.8000000000000005E-2,0.24535000000000001,0.20979999999999999,0.31263999999999997,5.1999999999999998E-2,0.45526,0.14695,5.3510000000000002E-2,4.9299999999999997E-2,0.15740000000000001,0.23877000000000001,0.10495,0.60811000000000004,0.43586000000000003,0.37835000000000002,0.7258,0.48980000000000001,6.5000000000000002E-2,0.20784,0.72318000000000005,0.18626999999999999,0.43925999999999998,0.21697,0.2301,0.62790000000000001,0.57049000000000005,0.63663000000000003,0.40772999999999998,0.77900000000000003,0.84892000000000001,0.29449999999999998,0.63995999999999997,0.61619999999999997]
[661,1,0.87341313599999992,0.69414972799999985,0.16358161600000001,0.51507678400000012,0.77880203200000009,0.39120560000000004,0.47359974400000004,0.53537047999999998,6.4345392000000001E-2,0.88033334399999996,0.55881910400000001,0.67609718399999996,0.26748239999999995,0.48984620800000001,0.60229947200000011,0.42427822400000004,0.35529052799999999,0.36362563199999998,0.520946032,0.7819064,0.9046186719999999,0.80376377600000004,0.84917838400000001,0.84980287999999993,0.51095590400000002,0.90514897600000011,0.44555889600000004,0.11491251200000001,0.79674910399999987,0.3561410559999999,0.81206012799999994,0.653187344,0.80473572799999993,0.26201947199999998,0.10033412800000001,0.56106598399999996,0.10589673600000001,0.66923689599999991,8.7725456000000007E-2,0.20298670400000002,0.78119206400000007,0.28345358399999993,0.23916062399999999,5.2092576000000002E-2,0.15257702400000001,0.21451092799999996,0.50134374400000004,0.21093566399999997,9.494872E-2,0.182591328,0.24139526400000005,8.2554767999999987E-2,5.9845920000000011E-2,0.52033830400000003,0.47518220799999999,0.15494476799999998,4.2873727999999993E-2,5.5535408000000001E-2,0.53805228800000005,0.68935700799999988,0.41947604799999993,0.35212948800000005,6.1429007999999993E-2,0.100298976,1.4003936000000002E-2,5.7804608E-2,6.8156272000000004E-2,0.24576038400000005,0.21008784,0.31305231999999988,5.3397104000000001E-2,0.45547423999999997,0.14848086399999999,5.4450896000000006E-2,5.0345967999999998E-2,0.15932100800000001,0.24411449600000001,0.106455616,0.61618532800000003,0.44104075200000004,0.38403126400000004,0.72958102400000002,0.49499185599999995,6.5048592000000002E-2,0.21127057600000004,0.726585072,0.18687592,0.44243785599999996,0.22161808,0.230425136,0.62874740799999995,0.57413320000000012,0.64147195200000007,0.41513223999999999,0.78363918399999999,0.85089241599999987,0.29611876800000003,0.64514390399999988,0.61720635199999996]
[662,1,0.87401899200000011,0.69667356799999991,0.16528952,0.51484820800000008,0.78437318400000011,0.40110904000000003,0.47352326400000005,0.53840292800000011,6.4470176000000004E-2,0.88049700800000008,0.56403156800000009,0.67686326399999985,0.26759891200000002,0.4898844,0.60311428800000011,0.428092688,0.36409497600000001,0.36466350399999997,0.5207857600000001,0.78413412799999993,0.90478887999999991,0.8049277920000002,0.84991088000000015,0.84915548800000007,0.51074683200000004,0.90529313600000005,0.44524987200000005,0.11425790400000001,0.79761361600000003,0.3567456,0.81235878399999994,0.66053996800000003,0.8053536,0.261933376,0.100264336,0.56132696000000004,0.109085504,0.66901798400000012,8.783856000000001E-2,0.20331969600000002,0.78598497600000006,0.28591324800000001,0.23357359999999999,5.2181247999999993E-2,0.15269891200000005,0.21437015999999998,0.51061422400000001,0.20942614400000001,9.5247696000000007E-2,0.18304899200000005,0.24195859200000003,8.2831472000000003E-2,6.0101871999999994E-2,0.52283315199999991,0.47720779200000002,0.15552638400000002,4.1451440000000006E-2,5.6112448000000002E-2,0.53768436800000008,0.6906371200000001,0.41978025600000002,0.35599595199999995,6.1803616000000006E-2,0.10079500800000002,1.3728288E-2,5.7909408000000002E-2,6.8304352000000013E-2,0.24609198400000007,0.21031697600000002,0.31337724799999994,5.4918768E-2,0.45562427200000005,0.15001720000000002,5.5454416000000006E-2,5.1468672E-2,0.16113622399999999,0.24942428800000002,0.107975376,0.62407358400000013,0.44630630400000004,0.389373792,0.73348473599999997,0.50025816000000012,6.5084000000000017E-2,0.215006112,0.72967758400000016,0.18738036799999999,0.44597129600000002,0.226420064,0.23069408,0.62956055999999994,0.57765227200000002,0.64619680000000002,0.42254236799999995,0.78811203200000013,0.85273148799999998,0.29762836799999998,0.65039860799999993,0.61813817599999998]
[663,1,0.87461676799999999,0.69918268800000005,0.16714206400000001,0.5145973920000001,0.78974977600000007,0.41116744000000005,0.47338182400000001,0.54130577600000007,6.4575839999999995E-2,0.88060995200000003,0.56929595200000005,0.67770750400000013,0.26769942400000002,0.48991811200000007,0.60394302399999999,0.43183915200000006,0.37308502400000004,0.365712176,0.520621008,0.78639593600000013,0.90494252799999997,0.80610148800000014,0.85063873600000006,0.84847225600000009,0.51046632000000003,0.90543273599999996,0.44491156800000009,0.113538656,0.79855388800000005,0.35738214399999996,0.81260672,0.66774955199999997,0.80596971200000023,0.26187511999999996,0.10020310400000002,0.56157809599999997,0.11265003200000001,0.66879995200000009,8.7931423999999994E-2,0.20359396799999999,0.79076692800000004,0.28826651199999997,0.22810153600000002,5.2265600000000002E-2,0.15281560000000002,0.214276352,0.51999102399999997,0.20795142400000002,9.5546271999999988E-2,0.18339337600000002,0.24236552000000003,8.3063775999999992E-2,6.0367744000000001E-2,0.52546559999999998,0.47925937600000007,0.15617904000000002,4.0135632000000011E-2,5.6719887999999996E-2,0.53714380800000006,0.69186891200000011,0.42000886399999998,0.360082976,6.2211904000000005E-2,0.10129648000000001,1.3471680000000002E-2,5.8013888000000007E-2,6.8443232000000007E-2,0.24635078400000002,0.21049203200000002,0.31362209600000002,5.6559232000000001E-2,0.45571662400000007,0.15155497600000004,5.6526016000000005E-2,5.2664256000000007E-2,0.16282991999999999,0.25468183999999999,0.109503536,0.63176096000000004,0.45165521600000003,0.39444216000000004,0.73750692800000006,0.50560958399999989,6.5106927999999994E-2,0.21905100800000002,0.73248145600000003,0.18778337600000003,0.44986761599999997,0.23137156800000003,0.23092438400000004,0.63031283199999999,0.58109494400000006,0.65080460800000017,0.42995385599999997,0.79241240000000002,0.85444248000000012,0.29901964800000003,0.65571939199999996,0.61900319999999998]
[664,1,0.87520422400000009,0.70169420799999993,0.16904988800000001,0.51434321599999988,0.79493972800000001,0.42131328000000001,0.47318998400000001,0.54408854400000006,6.4665104000000001E-2,0.88068721599999999,0.57457001600000002,0.67841422399999995,0.26778321599999999,0.48995206400000002,0.60478239999999994,0.43552881599999999,0.38219747199999998,0.36676844799999997,0.52045497600000001,0.78868078400000008,0.90508217599999996,0.80726950400000008,0.85136451199999996,0.84777478400000006,0.51015940799999993,0.9055682559999999,0.44462854400000001,0.112965648,0.79955352000000002,0.35798860799999999,0.81282249600000001,0.67481417599999993,0.80657974399999999,0.26184950400000001,0.10015411199999999,0.56178355199999996,0.11656208000000001,0.66860792000000002,8.8007647999999994E-2,0.20381847999999997,0.79552575999999997,0.29051777599999995,0.22281379199999998,5.2345312000000005E-2,0.15310404799999999,0.214226944,0.52945014400000001,0.20651254400000002,9.5843888000000002E-2,0.18364248,0.24264260799999998,8.3258319999999997E-2,6.0643775999999996E-2,0.52820860799999991,0.48132920000000001,0.15690897599999998,3.8922303999999998E-2,5.7356208000000006E-2,0.53650636800000007,0.69305318399999993,0.42017267199999997,0.36439327999999999,6.2651311999999987E-2,0.10180195199999999,1.3232672000000001E-2,5.8117567999999994E-2,6.8572032000000005E-2,0.24654742399999999,0.21062100799999997,0.31379974399999994,5.8308896000000006E-2,0.45576233600000005,0.15308979200000003,5.7672496000000004E-2,5.3926399999999999E-2,0.164385856,0.25986667199999997,0.111033056,0.63923953599999994,0.45708676799999998,0.39931244799999999,0.7416409599999999,0.51106620799999991,6.5118575999999997E-2,0.22337494399999999,0.73502396800000014,0.18808894400000001,0.45413241599999998,0.23646651200000002,0.23114284800000001,0.63096694399999986,0.58452649600000006,0.65529849600000012,0.43735870399999999,0.79653620800000002,0.85603299199999994,0.30028572800000003,0.66110449599999999,0.61981110399999995]
[665,1,0.87578,0.70421999999999996,0.17094999999999999,0.5141,0.79995000000000005,0.43148999999999998,0.47295999999999999,0.54676000000000002,6.4740000000000006E-2,0.88073999999999997,0.57982,0.67884999999999995,0.26784999999999998,0.48998999999999998,0.60563,0.43917,0.39138000000000001,0.36782999999999999,0.52029000000000003,0.79098000000000002,0.90520999999999996,0.80842000000000003,0.85209000000000001,0.84708000000000006,0.50985000000000003,0.90569999999999995,0.44445000000000001,0.11267000000000001,0.80059999999999998,0.35852000000000001,0.81301999999999996,0.68172999999999995,0.80718000000000001,0.26185999999999998,0.10012,0.56191999999999998,0.1208,0.66846000000000005,8.8069999999999996E-2,0.20399999999999999,0.80025000000000002,0.29266999999999999,0.21776999999999999,5.2420000000000001E-2,0.15367,0.21421999999999999,0.53896999999999995,0.20510999999999999,9.6140000000000003E-2,0.18381,0.24281,8.3419999999999994E-2,6.0929999999999998E-2,0.53103999999999996,0.48341000000000001,0.15772,3.7810000000000003E-2,5.8020000000000002E-2,0.53583000000000003,0.69418999999999997,0.42027999999999999,0.36892999999999998,6.3119999999999996E-2,0.10231,1.3010000000000001E-2,5.8220000000000001E-2,6.8690000000000001E-2,0.24668999999999999,0.21071000000000001,0.31391999999999998,6.0159999999999998E-2,0.45577000000000001,0.15462000000000001,5.8900000000000001E-2,5.525E-2,0.16578999999999999,0.26495999999999997,0.11255999999999999,0.64649999999999996,0.46260000000000001,0.40403,0.74587999999999999,0.51663999999999999,6.5119999999999997E-2,0.22794,0.73733000000000004,0.1883,0.45877000000000001,0.2417,0.23136999999999999,0.63149999999999995,0.58799000000000001,0.65968000000000004,0.44474999999999998,0.80047999999999997,0.85750999999999999,0.30142000000000002,0.66654999999999998,0.62056999999999995]
[666,1,0.87634540800000005,0.70675644800000004,0.17284038399999999,0.51386828799999995,0.80478484799999994,0.44167390399999995,0.47269702399999997,0.54932643199999998,6.4800496000000013E-2,0.88076804800000008,0.58503739200000004,0.67903428799999999,0.26790084800000002,0.49003289599999994,0.60648611200000013,0.44276217599999995,0.40061268800000011,0.36889708799999998,0.52012563200000006,0.79329171200000015,0.90532705600000007,0.80955164800000001,0.85281486399999995,0.84639059199999989,0.50953292799999994,0.90582787199999992,0.444362384,0.11262673600000001,0.80169262399999985,0.35897656,0.81319929599999996,0.68848764799999984,0.80776867200000002,0.26190617600000005,0.100100432,0.56198846399999991,0.12536185600000002,0.66835411200000017,8.8118704000000006E-2,0.20413854399999998,0.80493014399999985,0.29472153599999995,0.21300060800000001,5.2489279999999999E-2,0.154488496,0.214255264,0.54853599999999991,0.20374273600000001,9.6434175999999996E-2,0.18389648,0.24286860800000001,8.354855999999998E-2,6.1225664000000006E-2,0.53395225600000007,0.48549595199999995,0.15860881600000001,3.6805088E-2,5.8709952000000003E-2,0.53511926400000009,0.69527729599999999,0.42033144,0.37369750399999996,6.3618000000000008E-2,0.10281892799999999,1.2802704E-2,5.8320768000000002E-2,6.8796607999999995E-2,0.24677878399999997,0.21075934400000002,0.313983232,6.211017600000001E-2,0.4557407200000001,0.15615224,6.0212256000000006E-2,5.663340800000001E-2,0.16703516799999998,0.26995257599999994,0.11408953599999999,0.65352900800000002,0.46819300799999997,0.40861918400000008,0.750216832,0.52231836799999998,6.5111472000000017E-2,0.23276703999999998,0.7394170080000001,0.18841632,0.46378072000000004,0.24707088000000002,0.23160745599999996,0.63191473599999992,0.59148313600000013,0.66394612800000008,0.45212435200000001,0.80424179200000001,0.85887912000000011,0.302416448,0.67204550399999996,0.62128332799999997]
[667,1,0.87690164800000003,0.70929788800000004,0.17470310400000003,0.51364723200000006,0.80944889600000014,0.45184344000000004,0.47240582399999997,0.55179385599999997,6.4846800000000024E-2,0.88077155200000001,0.59021579200000007,0.67895078399999997,0.26793694400000001,0.49008155200000014,0.60735046400000003,0.44630595200000001,0.4098771040000001,0.36996937600000002,0.51996132799999994,0.79561345600000022,0.90543452800000002,0.81066364800000013,0.85353913600000009,0.84570921600000004,0.50922511999999998,0.90595185599999994,0.44437492800000006,0.11284457600000002,0.80282972800000019,0.359358544,0.81336160000000002,0.6950821920000001,0.80834459200000008,0.26198695999999994,0.10009478400000001,0.56198609599999994,0.130243152,0.66828651200000011,8.8154223999999989E-2,0.20423476800000001,0.80955740800000009,0.29667611199999999,0.208526656,5.2552960000000003E-2,0.15556976,0.21433195200000002,0.55813334400000003,0.202410064,9.6726192000000003E-2,0.18390361600000002,0.24282104000000004,8.3644255999999986E-2,6.152990400000001E-2,0.53693696000000013,0.48758161599999994,0.1595704,3.5910912000000003E-2,5.9424368000000019E-2,0.53438052800000002,0.69631443199999998,0.42032830400000004,0.378699856,6.4145584000000005E-2,0.10332696,1.2609839999999999E-2,5.8419488000000006E-2,6.8891552000000009E-2,0.24681486399999999,0.21076995200000001,0.31399073599999999,6.4155632000000004E-2,0.45567646400000011,0.15769769600000003,6.1612976000000007E-2,5.8074016000000006E-2,0.16811776,0.27483911999999999,0.115630656,0.66031792,0.47386409600000007,0.41313408000000001,0.75464116800000003,0.52808518400000004,6.5093248000000006E-2,0.237903168,0.74130193599999994,0.18844057600000003,0.46916049600000004,0.25257828800000004,0.23185654400000003,0.63220947199999999,0.59500590400000009,0.66809492800000014,0.45947881600000001,0.80782280000000006,0.86014816000000005,0.30327204800000007,0.67758027199999993,0.62195408000000008]
[668,1,0.87744740799999998,0.71185772800000013,0.176527344,0.51345273600000008,0.81394838400000002,0.46193993600000011,0.4720994240000001,0.55417176000000001,6.4880704000000011E-2,0.88076113600000006,0.595319712,0.6786896,0.26795775999999999,0.49013956799999997,0.60822097600000002,0.44980892800000005,0.41911992000000009,0.37104526400000004,0.51979990400000009,0.79793776000000005,0.90553440000000007,0.81174372799999994,0.85426388800000019,0.84505328000000002,0.50885971200000002,0.90607192000000014,0.44442739199999998,0.11325457600000001,0.80399947199999999,0.35963300799999998,0.81351926400000008,0.70150489599999999,0.80890339200000005,0.26210630400000001,0.10010569600000001,0.56191980799999997,0.13542492799999997,0.66827531200000012,8.8179184000000008E-2,0.20429515199999998,0.81411979200000006,0.29853188799999997,0.204417184,5.2610080000000004E-2,0.15681846400000002,0.21444904000000001,0.56774116799999996,0.20111195199999998,9.7015168000000013E-2,0.18384443200000003,0.24268571199999997,8.3711311999999996E-2,6.1843184000000009E-2,0.53997270400000008,0.48965944,0.16060990400000003,3.5128656000000001E-2,6.0162704000000011E-2,0.53366987200000005,0.69729988799999998,0.42027876800000002,0.383940528,6.4701247999999989E-2,0.103833392,1.2430576000000002E-2,5.8515808000000002E-2,6.8974175999999998E-2,0.24680590399999999,0.21074744000000004,0.31395184000000004,6.6290288000000003E-2,0.455585248,0.15925011200000003,6.310921600000001E-2,5.9568064000000004E-2,0.16901971200000002,0.27958798399999996,0.11717601600000001,0.66685243199999999,0.47961254399999997,0.41744785600000001,0.75914886400000003,0.5339564,6.5067104000000001E-2,0.243121056,0.74301062399999995,0.18837267200000002,0.47491819200000007,0.25821665599999999,0.23213827200000001,0.632400768,0.598556592,0.6721264480000001,0.46680552000000003,0.8112171680000001,0.86132088000000007,0.30397764800000004,0.6831507200000001,0.62259075200000003]
[669,1,0.87798052800000004,0.71445564799999994,0.17831070399999999,0.51330631999999998,0.81829003199999995,0.47189235199999996,0.471793664,0.55647086400000001,6.4904528000000003E-2,0.88075088000000012,0.60030403200000015,0.67840761599999988,0.267962176,0.49021142400000001,0.60909492799999998,0.45328110400000005,0.42827625600000008,0.372122752,0.51964535999999995,0.80025558399999996,0.90562891199999995,0.81277580800000004,0.85499048,0.84444518400000002,0.50833046400000004,0.906187984,0.44442193599999996,0.11373417600000001,0.80518657599999999,0.35975795199999994,0.81368828800000004,0.70774568000000004,0.80943963199999991,0.26226980799999999,0.100136848,0.56180416,0.14088342400000001,0.66834563199999997,8.8196943999999999E-2,0.20432817599999997,0.81860425599999986,0.300285264,0.20075723199999998,5.2659359999999988E-2,0.15807644799999998,0.21460548799999998,0.57733667199999994,0.19984855999999995,9.7299983999999992E-2,0.183735808,0.24248630399999999,8.375524799999999E-2,6.2166463999999998E-2,0.54303372800000005,0.49172118399999998,0.16173580800000001,3.4458720000000005E-2,6.0924880000000001E-2,0.53305993600000001,0.69823182400000006,0.420193392,0.38942280000000001,6.5282991999999998E-2,0.10433798400000001,1.2264191999999998E-2,5.8609408000000002E-2,6.9043759999999996E-2,0.24676182399999999,0.21069900800000002,0.31387862399999999,6.8507343999999998E-2,0.455477152,0.16079740800000003,6.4709295999999999E-2,6.1111472000000007E-2,0.169718064,0.28415724799999997,0.118712896,0.673116304,0.48543803199999996,0.42134963199999997,0.76373775999999993,0.53995873599999999,6.503544E-2,0.24807470400000001,0.74457195199999993,0.18821156799999997,0.48106700800000002,0.26397878399999997,0.23248024,0.63251710400000005,0.60212584000000002,0.67604132800000005,0.47409486399999995,0.81441681599999993,0.86239951999999998,0.30452212800000006,0.68875564799999989,0.62320366400000005]
[670,1,0.87849999999999995,0.71709999999999996,0.18004000000000001,0.51322000000000001,0.82247999999999999,0.48165000000000002,0.47149999999999997,0.55869999999999997,6.4920000000000005E-2,0.88075000000000003,0.60514000000000001,0.67820999999999998,0.26795000000000002,0.49030000000000001,0.60997000000000001,0.45673000000000002,0.43730000000000002,0.37319999999999998,0.51949999999999996,0.80256000000000005,0.90571999999999997,0.81374999999999997,0.85572000000000004,0.84389999999999998,0.50758000000000003,0.90629999999999999,0.44429999999999997,0.1142,0.80637999999999999,0.35970999999999997,0.81388000000000005,0.71379999999999999,0.80994999999999995,0.26247999999999999,0.10019,0.56164999999999998,0.14660000000000001,0.66851000000000005,8.8209999999999997E-2,0.20433999999999999,0.82299999999999995,0.30193999999999999,0.1976,5.2699999999999997E-2,0.15923999999999999,0.21479999999999999,0.58689999999999998,0.19861999999999999,9.758E-2,0.18359,0.24224000000000001,8.3779999999999993E-2,6.25E-2,0.54610000000000003,0.49375999999999998,0.16295000000000001,3.39E-2,6.1710000000000001E-2,0.53259999999999996,0.69911000000000001,0.42008000000000001,0.39515,6.5890000000000004E-2,0.10484,1.2109999999999999E-2,5.8700000000000002E-2,6.9099999999999995E-2,0.24668999999999999,0.21063000000000001,0.31378,7.0800000000000002E-2,0.45535999999999999,0.16234000000000001,6.6420000000000007E-2,6.2700000000000006E-2,0.17019999999999999,0.28852,0.12024,0.67910000000000004,0.49134,0.42471999999999999,0.76839999999999997,0.54610000000000003,6.5000000000000002E-2,0.25255,0.74600999999999995,0.18795999999999999,0.48760999999999999,0.26985999999999999,0.2329,0.63258000000000003,0.60570000000000002,0.67984,0.48133999999999999,0.81742000000000004,0.86338999999999999,0.3049,0.69438999999999995,0.62380000000000002]
[671,1,0.87900683199999996,0.7197824639999999,0.18170315200000001,0.51319296000000003,0.82652345599999999,0.49119624000000001,0.47122216,0.56086475199999997,6.4927680000000015E-2,0.88075942399999996,0.60982540800000007,0.67807427200000003,0.26792252800000005,0.49040553600000003,0.61084495999999999,0.46015803200000005,0.44617638400000004,0.37427588799999995,0.519363248,0.80484793600000004,0.90580891200000013,0.81466665599999999,0.85645275199999993,0.84341974400000008,0.50663184000000006,0.90640803200000009,0.44408139199999996,0.114663184,0.80757662400000008,0.35949312,0.8140969600000002,0.71967075200000008,0.81043452799999993,0.26273475200000002,0.10026404800000001,0.56145067199999998,0.152566176,0.66876569600000002,8.8219167999999987E-2,0.20433227200000004,0.82730016000000006,0.30350923199999996,0.19495305599999999,5.2732031999999991E-2,0.16032270400000001,0.21503116799999999,0.59641715200000001,0.19742612800000001,9.7855391999999999E-2,0.183410464,0.24195172800000003,8.3786463999999977E-2,6.2842863999999998E-2,0.549162496,0.49577115199999999,0.16424483200000001,3.3452464000000008E-2,6.2515903999999997E-2,0.53229657599999991,0.699935792,0.41994105600000003,0.40112481600000005,6.6523040000000006E-2,0.10533776,1.196728E-2,5.8787344000000005E-2,6.9143071999999986E-2,0.24659283200000001,0.21054214399999999,0.31365863999999993,7.3162735999999992E-2,0.45523708799999996,0.16389606400000001,6.8245312000000002E-2,6.4329984000000021E-2,0.17046769599999997,0.29267078399999996,0.12177256,0.68480352,0.49731684800000003,0.42759923200000005,0.773121312,0.55236044800000006,6.4961232000000008E-2,0.25656980800000001,0.74734044799999988,0.18762512000000001,0.49453465600000002,0.27585948799999999,0.23339791999999998,0.63258355200000005,0.6092826400000001,0.68352233600000001,0.48853859199999999,0.8202334240000001,0.86430270399999998,0.30511329600000003,0.70004303999999995,0.62438188800000005]
[672,1,0.87950164799999997,0.72249916800000014,0.183312224,0.51322969600000001,0.83042582400000009,0.50050921600000009,0.47096478400000008,0.5629712,6.492830400000002E-2,0.88078177599999996,0.61435339200000005,0.6779924799999999,0.26788071999999996,0.49052860799999998,0.6117184160000001,0.46356836800000006,0.45488560000000006,0.37534934400000003,0.51923510400000006,0.80711575999999996,0.90589688000000013,0.81552436800000006,0.85718892800000002,0.8430081599999999,0.505484512,0.90651216000000012,0.44377203200000004,0.115118016,0.80877203200000003,0.35910540799999996,0.81434294400000007,0.72536001599999989,0.81089275200000011,0.26303294400000005,0.100358576,0.56119564799999999,0.15877172800000006,0.66911827200000007,8.822550400000001E-2,0.20430731200000002,0.83149787200000003,0.305004528,0.192835744,5.2755360000000001E-2,0.16131470400000003,0.21529776,0.60587412800000007,0.19626683200000003,9.8126288000000006E-2,0.18320203200000004,0.24162827200000003,8.3775952000000001E-2,6.3194384000000006E-2,0.55221110400000017,0.49774952000000006,0.16561502400000003,3.3118016000000007E-2,6.3340703999999998E-2,0.53216131199999994,0.70070988800000011,0.41977980799999998,0.40734900800000001,6.7182448000000006E-2,0.10582979200000001,1.1835376000000003E-2,5.8871248000000001E-2,6.9173056000000011E-2,0.24647350399999998,0.21043768000000002,0.31351808000000003,7.5590448000000005E-2,0.45511236799999999,0.16547955200000003,7.0189775999999995E-2,6.5998143999999995E-2,0.17052027200000003,0.29659526400000003,0.12332217599999999,0.69022603199999999,0.50336670399999994,0.42997665600000007,0.77789022399999996,0.55872840000000001,6.4919824000000015E-2,0.26009329599999997,0.74857998400000003,0.187212832,0.50183027200000008,0.28197529599999999,0.23397715200000002,0.63251708800000017,0.61289051200000011,0.68708860800000005,0.49568744000000003,0.82286196800000022,0.86514624000000007,0.30516244800000003,0.70570584000000003,0.6249523520000001]
[673,1,0.87998670400000001,0.72521939200000007,0.18476297600000002,0.51330555200000016,0.83419163200000002,0.50959747200000005,0.47072756799999999,0.56502284800000002,6.4922208000000009E-2,0.88081196800000006,0.61874497600000011,0.67800028800000001,0.26782731200000004,0.49066744000000001,0.61258843200000013,0.46696310399999996,0.46343649599999998,0.37641799999999997,0.51911288000000022,0.80936206399999999,0.90598540800000005,0.81633168000000011,0.85792966400000004,0.84266073600000013,0.50423702400000003,0.90661228800000004,0.44340619200000003,0.11554404800000001,0.80996608000000003,0.35858641599999996,0.81461756800000007,0.73088240000000004,0.81132793600000008,0.26336697600000003,0.10046886399999999,0.56091238399999999,0.16521016000000002,0.66952692800000002,8.8229440000000006E-2,0.20426571199999999,0.83558790400000005,0.30645662400000007,0.19118971200000001,5.2770527999999997E-2,0.16222782399999999,0.21559699199999999,0.61525702400000004,0.19514241600000004,9.8393343999999994E-2,0.18296544000000001,0.24127049600000003,8.3748560000000014E-2,6.3552704000000015E-2,0.55523923200000014,0.49969276800000001,0.167039616,3.2882448000000002E-2,6.418086399999999E-2,0.53218372799999991,0.70143910400000009,0.41959759999999996,0.41382840000000004,6.7871776000000009E-2,0.106314064,1.1713792000000001E-2,5.8951472000000005E-2,6.9191280000000008E-2,0.24633329599999995,0.210317536,0.31335984,7.8073360000000008E-2,0.45498852800000011,0.16713455999999999,7.2256000000000001E-2,6.7697744000000018E-2,0.17037884800000003,0.30032254400000008,0.124926672,0.69537998400000001,0.50948991999999993,0.43201327999999994,0.78267473599999993,0.56514523200000011,6.4875936000000009E-2,0.26328742399999999,0.74973968000000002,0.18674094399999999,0.50946836799999995,0.28821134400000004,0.23462654399999999,0.63241998399999999,0.6164366240000001,0.69053871999999994,0.50278804799999999,0.82532683200000001,0.86594145600000005,0.30506232,0.71135976000000012,0.62550897600000011]
[674,1,0.88046528000000002,0.72789769599999998,0.18590124799999999,0.51338092800000001,0.83782488000000011,0.51848868800000003,0.47050675199999992,0.56702153600000005,6.490939200000001E-2,0.88084024000000005,0.62303799999999998,0.67813873600000008,0.26776606399999997,0.49081875199999997,0.61345292799999995,0.47034320000000002,0.471855792,0.37747897600000002,0.5189922560000001,0.81158700800000005,0.90607601599999998,0.8171032319999999,0.85867640000000012,0.84236723199999985,0.50304377599999994,0.90670825600000016,0.44304075199999998,0.11592359999999999,0.81116164800000001,0.357999024,0.81491731199999995,0.73625974399999994,0.81174559999999996,0.26372556799999997,0.100587792,0.56064312000000005,0.17187795200000003,0.66992790400000002,8.8230895999999989E-2,0.20420667199999998,0.839566496,0.30790687999999999,0.18991407999999999,5.2778496000000008E-2,0.16309646400000002,0.21592534399999999,0.62455296000000005,0.19405336000000001,9.8657599999999998E-2,0.182698368,0.24087488000000001,8.3703408000000007E-2,6.3915263999999999E-2,0.55824351999999999,0.50160017600000006,0.168489008,3.2724320000000001E-2,6.5031904000000001E-2,0.53233686400000002,0.70213335999999993,0.41939419199999994,0.42057043200000005,6.8596304000000011E-2,0.106788176,1.1602128E-2,5.9027775999999997E-2,6.9199743999999994E-2,0.24617196800000002,0.21018155199999999,0.31318368000000002,8.0599712000000004E-2,0.45486708799999997,0.16892180799999998,7.4445343999999983E-2,6.9420544000000015E-2,0.17007702400000002,0.30390406399999997,0.126638528,0.70028577599999997,0.51568769600000008,0.43396558400000002,0.78743244800000001,0.57152694399999993,6.4829328000000006E-2,0.26644131200000004,0.75082673599999994,0.18623353600000001,0.51740958399999992,0.29457475200000005,0.235325856,0.63235047999999994,0.61978937600000006,0.69387243199999993,0.50984473600000002,0.82765817600000002,0.8667154720000001,0.30483571200000004,0.71698096,0.62604607999999995]
[675,1,0.88093999999999995,0.73050000000000004,0.18664,0.51343000000000005,0.84133000000000002,0.5272,0.4703,0.56896999999999998,6.4890000000000003E-2,0.88085999999999998,0.62726000000000004,0.67842999999999998,0.26769999999999999,0.49098000000000003,0.61431000000000002,0.47371000000000002,0.48015999999999998,0.37852999999999998,0.51887000000000005,0.81379000000000001,0.90617000000000003,0.81784999999999997,0.85943000000000003,0.84211999999999998,0.50200999999999996,0.90680000000000005,0.44272,0.11624,0.81235999999999997,0.35738999999999999,0.81523999999999996,0.74151,0.81215000000000004,0.2641,0.10070999999999999,0.56040999999999996,0.17877000000000001,0.67027999999999999,8.8230000000000003E-2,0.20413000000000001,0.84343000000000001,0.30939,0.18894,5.2780000000000001E-2,0.16394,0.21628,0.63375000000000004,0.193,9.8919999999999994E-2,0.18240000000000001,0.24043999999999999,8.3640000000000006E-2,6.4280000000000004E-2,0.56122000000000005,0.50346999999999997,0.16994000000000001,3.2629999999999999E-2,6.5890000000000004E-2,0.53259999999999996,0.70279999999999998,0.41916999999999999,0.42758000000000002,6.9360000000000005E-2,0.10725,1.15E-2,5.91E-2,6.9199999999999998E-2,0.24598999999999999,0.21002999999999999,0.31298999999999999,8.3159999999999998E-2,0.45474999999999999,0.17088999999999999,7.6759999999999995E-2,7.1160000000000001E-2,0.16964000000000001,0.30736999999999998,0.1285,0.70496000000000003,0.52195999999999998,0.436,0.79213,0.57781000000000005,6.4780000000000004E-2,0.26973999999999998,0.75185000000000002,0.18570999999999999,0.52561999999999998,0.30107,0.23605999999999999,0.63234000000000001,0.62287000000000003,0.69708999999999999,0.51685999999999999,0.82987999999999995,0.86748999999999998,0.30449999999999999,0.72255000000000003,0.62656000000000001]
[676,1,0.88141145599999993,0.73302655999999999,0.18700832000000001,0.51345548799999996,0.84471254400000007,0.53571707199999996,0.47010915199999997,0.57087335999999989,6.4864608000000004E-2,0.88087414400000008,0.6314075039999999,0.67887265600000002,0.26762988799999998,0.4911511360000001,0.61515819199999999,0.47706553600000001,0.48833520000000002,0.37957075200000001,0.51874601600000003,0.81596788799999997,0.90626819199999997,0.81857183999999994,0.86018987200000008,0.84191932800000002,0.50112836800000005,0.90688780800000002,0.44244239999999996,0.11648947200000001,0.81355753600000003,0.356762784,0.81558753599999989,0.74663971200000001,0.81254168000000015,0.264489376,0.10083527999999999,0.56020780800000003,0.18587632000000001,0.67058799999999996,8.8227503999999998E-2,0.20403739199999998,0.84717526400000009,0.310920592,0.18829472000000003,5.2775136E-2,0.16474731199999998,0.21666016000000002,0.64283891199999998,0.19198211200000001,9.9181135999999975E-2,0.18207384000000001,0.23997062399999997,8.3559296000000019E-2,6.4646495999999998E-2,0.56416284800000005,0.50529763200000011,0.17138884800000001,3.2609472E-2,6.6753328000000015E-2,0.53297136000000001,0.70343889599999998,0.41892744000000004,0.43485449600000003,7.0162816000000003E-2,0.10769803199999999,1.1406927999999998E-2,5.9168000000000005E-2,6.919225599999998E-2,0.24578977599999999,0.20986455999999998,0.31278144000000002,8.5751583999999992E-2,0.45464025599999991,0.17305182399999999,7.9204352000000006E-2,7.2914464000000012E-2,0.16906774400000002,0.31070999999999999,0.13052235200000001,0.70940766399999999,0.52830297600000009,0.43809468799999995,0.79676124799999992,0.58399196799999997,6.4728480000000005E-2,0.27313408,0.75282310399999997,0.18517566399999999,0.53408155199999996,0.30769363200000005,0.23682931200000001,0.63238255999999993,0.62569113599999993,0.70019329599999991,0.52383108800000011,0.8319976,0.86827075200000003,0.30405612799999998,0.72806078399999996,0.62705302400000007]
[677,1,0.88188022399999988,0.735480672,0.18701097600000002,0.51345419200000009,0.84797803199999999,0.54402971200000005,0.46993436800000005,0.57273604800000011,6.4833648000000008E-2,0.88088564800000013,0.63547857600000002,0.67947076800000006,0.267556352,0.49133191999999998,0.61599611200000004,0.48041070400000008,0.49637073599999998,0.38060151999999997,0.51862008000000004,0.81811774399999992,0.90637124800000002,0.81926919999999992,0.86095502400000001,0.84176345599999991,0.50040446400000005,0.90697212800000016,0.44220283200000005,0.116683248,0.81475136000000004,0.35612481600000001,0.81596052799999996,0.75165735999999994,0.81292169600000008,0.26489313600000003,0.10096358400000001,0.56004582400000003,0.19318752,0.67084804800000009,8.8223919999999997E-2,0.20393003199999998,0.85080126400000011,0.31251390400000001,0.18801211199999998,5.2764128E-2,0.165521904,0.21706531200000004,0.65181326400000006,0.19099929600000001,9.9441823999999984E-2,0.18172224000000001,0.23946993600000002,8.3462080000000008E-2,6.5014544000000021E-2,0.56706899200000016,0.50707876799999996,0.17283321600000004,3.2678288E-2,6.7620144000000007E-2,0.53344084800000002,0.70404926400000001,0.41866824000000008,0.44238880000000003,7.1004336000000001E-2,0.10813062400000001,1.1322432E-2,5.9231552000000014E-2,6.9176720000000011E-2,0.24557289599999996,0.209686496,0.31256,8.8373599999999983E-2,0.45453996800000002,0.17541832000000002,8.1782479999999991E-2,7.4683344000000013E-2,0.16836004800000001,0.31392550400000008,0.13271571200000001,0.713636304,0.53471144000000004,0.44026216000000001,0.80132393599999996,0.59007651200000011,6.4675056000000009E-2,0.27661118399999995,0.75375784000000012,0.18463494399999997,0.54277244800000002,0.314441264,0.23763246399999999,0.63248958399999988,0.62823990399999996,0.70318504000000004,0.53075556800000001,0.83401571200000002,0.86906145599999984,0.30350464000000005,0.73350904000000017,0.62752705600000003]
[678,1,0.88234907200000001,0.73782470400000011,0.18675571200000002,0.51343177600000012,0.85113128000000005,0.55215059199999994,0.46977518400000001,0.57456209599999997,6.4797408000000001E-2,0.88088787200000007,0.63949940800000005,0.68017504000000006,0.26748265599999999,0.49151942400000004,0.61682195200000001,0.48374891200000003,0.50427947200000012,0.38161916799999995,0.51848934400000002,0.82023936000000008,0.90648022400000017,0.81995271999999997,0.86172617600000001,0.84164646400000009,0.49986072000000004,0.90705260800000009,0.44206526399999996,0.11676990399999999,0.81594206400000002,0.35550884800000004,0.81635799999999992,0.75657844799999996,0.81329363200000004,0.26530193600000002,0.101089648,0.55986583999999995,0.20069816000000001,0.67107097599999999,8.8219616000000001E-2,0.20380811200000001,0.85430190399999983,0.31420425600000002,0.18801670399999998,5.2747520000000006E-2,0.16623937599999999,0.21749254400000001,0.66065857600000011,0.19005232000000002,9.9702912000000005E-2,0.18134592000000005,0.23893828800000003,8.3347424000000017E-2,6.5381552000000009E-2,0.56993177600000011,0.50881094400000004,0.17424798399999999,3.2816864000000001E-2,6.8486479999999988E-2,0.53399561600000001,0.70463859200000012,0.41839344000000001,0.45019006400000011,7.1889056000000007E-2,0.10854617600000001,1.1246416E-2,5.9291024000000005E-2,6.9154943999999996E-2,0.24534113599999999,0.20949627200000001,0.31232607999999995,9.1014576E-2,0.45445248000000005,0.17803977600000004,8.4497488000000009E-2,7.6459423999999998E-2,0.16754235200000001,0.31698836800000002,0.13512411200000002,0.71766030400000014,0.541186944,0.44247075200000002,0.80578062400000017,0.59599457600000005,6.4620352000000006E-2,0.28016372800000006,0.75466521600000003,0.18410814399999997,0.55166342400000001,0.32131833600000004,0.23845609600000001,0.63258900800000006,0.63059723199999995,0.70606438400000004,0.53763516800000011,0.83595934400000005,0.86988536000000005,0.30286363199999999,0.73887321600000011,0.62797900800000006]
[679,1,0.88282152000000003,0.74000729599999993,0.18641300799999999,0.51340112000000004,0.85417692799999989,0.56009995200000007,0.46963096000000004,0.57635550400000002,6.475612800000001E-2,0.88087097599999997,0.64350560000000001,0.68090739199999994,0.26741296000000003,0.49170972800000007,0.61763379200000001,0.48708456,0.51208204800000001,0.38261937599999996,0.51835012799999991,0.82233353599999992,0.90659623999999994,0.82063648,0.86250452799999999,0.84156099200000001,0.49951353600000004,0.90712860800000006,0.44211937600000001,0.11667384,0.81713140800000006,0.35495440000000006,0.81677843199999989,0.76142073600000004,0.81366188799999994,0.265703456,0.101206512,0.55957617599999998,0.20840415999999998,0.6712797439999999,8.8214911999999993E-2,0.20367147200000002,0.85766934399999994,0.31603236800000001,0.188196576,5.2725951999999993E-2,0.166861168,0.21793817600000001,0.66935772800000004,0.189142384,9.996527999999999E-2,0.18094511999999999,0.23837512,8.3213727999999987E-2,6.574408000000001E-2,0.57274336000000003,0.51049223999999993,0.17560035200000002,3.2993839999999997E-2,6.9347616000000001E-2,0.53462182400000002,0.70521704000000007,0.41810383999999995,0.458269488,7.2823136000000011E-2,0.10894316799999999,1.1178959999999998E-2,5.9347056000000002E-2,6.9128927999999992E-2,0.24509641600000001,0.20929404799999998,0.31207943999999999,9.3659471999999994E-2,0.45438163200000004,0.18097955199999999,8.7352256000000003E-2,7.8233343999999996E-2,0.16664865600000001,0.31985283199999998,0.13780299200000001,0.72149638400000005,0.54773332799999996,0.44464678400000002,0.81008211200000002,0.60165296000000001,6.4565168000000006E-2,0.28375979200000001,0.75555603199999999,0.18362086399999999,0.56072287999999992,0.32833356800000002,0.23928284800000002,0.63256659199999998,0.63289768000000002,0.70882924800000002,0.54447292800000013,0.83786033599999998,0.87077214400000003,0.30215710400000007,0.74412595200000009,0.6284041600000001]
[680,1,0.88329999999999997,0.74199999999999999,0.18611,0.51336999999999999,0.85711999999999999,0.56789000000000001,0.46949999999999997,0.57811999999999997,6.4710000000000004E-2,0.88083,0.64751999999999998,0.68161000000000005,0.26734999999999998,0.4919,0.61843000000000004,0.49042000000000002,0.51978999999999997,0.3836,0.51819999999999999,0.82440000000000002,0.90671999999999997,0.82133,0.86329,0.84150000000000003,0.49936999999999998,0.90720000000000001,0.44241999999999998,0.11636000000000001,0.81832000000000005,0.35449000000000003,0.81721999999999995,0.76619999999999999,0.81403000000000003,0.26608999999999999,0.10131,0.55911999999999995,0.21629999999999999,0.67149000000000003,8.8209999999999997E-2,0.20352000000000001,0.8609,0.31802999999999998,0.1885,5.2699999999999997E-2,0.16736999999999999,0.21840000000000001,0.67789999999999995,0.18826999999999999,0.10023,0.18052000000000001,0.23777999999999999,8.3059999999999995E-2,6.6100000000000006E-2,0.57550000000000001,0.51212000000000002,0.17687,3.32E-2,7.0199999999999999E-2,0.5353,0.70579000000000003,0.4178,0.46662999999999999,7.3810000000000001E-2,0.10932,1.112E-2,5.9400000000000001E-2,6.9099999999999995E-2,0.24484,0.20907999999999999,0.31181999999999999,9.6299999999999997E-2,0.45433000000000001,0.18428,9.035E-2,0.08,0.16569999999999999,0.32249,0.14079,0.72516000000000003,0.55435000000000001,0.44674000000000003,0.81420000000000003,0.60699999999999998,6.4509999999999998E-2,0.28737000000000001,0.75644,0.18318999999999999,0.56991999999999998,0.33549000000000001,0.24010000000000001,0.63234999999999997,0.63522999999999996,0.71148,0.55127000000000004,0.83974000000000004,0.87173999999999996,0.3014,0.74924999999999997,0.62880000000000003]
[681,1,0.88378476799999994,0.74381020799999986,0.18583916799999997,0.51333427200000004,0.85996590399999995,0.57551684799999991,0.46938009600000002,0.57985894399999993,6.4659200000000014E-2,0.88076782399999998,0.65154230399999991,0.68228854399999994,0.26729406399999994,0.49208948800000002,0.61920944,0.49375440000000004,0.52739739200000002,0.38456177600000008,0.5180388159999999,0.82643638400000008,0.90685164800000007,0.82203468800000001,0.86408091200000003,0.84145876799999997,0.499447472,0.9072673280000001,0.44296488000000001,0.11584135999999999,0.81950612800000011,0.35412795200000002,0.81768113600000003,0.77092488000000003,0.81439963199999998,0.26646137600000003,0.10140035199999999,0.55850679999999986,0.224377312,0.67169644800000017,8.820497599999999E-2,0.20335391999999999,0.86399572799999991,0.32021281600000001,0.18896297599999998,5.2670096E-2,0.16777416000000001,0.21887764800000004,0.68628142399999992,0.18743457599999996,0.100498192,0.18007110399999998,0.23715350399999999,8.2886479999999998E-2,6.6449168000000003E-2,0.57820209599999994,0.51369060799999999,0.17805659200000001,3.3455679999999995E-2,7.104199999999998E-2,0.53600900799999995,0.70635561600000007,0.41748238400000004,0.47526135999999997,7.4848416000000015E-2,0.109675168,1.1069216E-2,5.9449695999999996E-2,6.9068383999999983E-2,0.24457228799999997,0.20885457599999999,0.31154841599999994,9.8936559999999993E-2,0.45429828800000005,0.187947632,9.3494560000000004E-2,8.1759616000000007E-2,0.16469726399999998,0.32490532799999999,0.14409207999999998,0.72866307200000013,0.56102966399999987,0.44877056000000004,0.81813711999999994,0.61204716799999992,6.4454815999999998E-2,0.29100480000000006,0.75732572799999998,0.18281766400000002,0.57922700799999993,0.34278126399999997,0.240903744,0.63195012799999983,0.63758326399999998,0.71402062399999999,0.558024144,0.84160147200000002,0.87278809600000007,0.30059340800000006,0.75424289600000005,0.62916779200000006]
[682,1,0.884276112,0.74543718400000014,0.185585632,0.51329265599999996,0.86271976000000017,0.5829792319999999,0.46926958400000002,0.58157561600000007,6.4603887999999998E-2,0.88068547200000002,0.65557564800000012,0.68295335999999995,0.26724577599999999,0.49227702400000006,0.61997099200000005,0.49708739200000007,0.53490107200000003,0.38550428799999997,0.51786622400000004,0.82844072000000024,0.90699134400000014,0.82275344000000006,0.86487609600000004,0.8414327840000001,0.49977751999999986,0.90733084800000008,0.44376734400000001,0.11510126399999999,0.82068854400000013,0.35388564800000005,0.81816023999999998,0.77560196799999992,0.81477259200000007,0.266815776,0.10147684800000001,0.55773039999999996,0.23262824000000001,0.67189617600000007,8.8199936000000007E-2,0.20317331200000002,0.86695662400000006,0.32259881600000001,0.18959326399999998,5.2636720000000005E-2,0.168064976,0.219369904,0.69449393599999998,0.18663576000000001,0.10077083199999999,0.17959888000000004,0.23649596800000003,8.2693104000000003E-2,6.6790832000000008E-2,0.580847856,0.51520102400000001,0.17915558400000001,3.3770064000000002E-2,7.1871600000000008E-2,0.53673161600000008,0.70691371200000019,0.41715136000000003,0.48415494400000009,7.5937776000000012E-2,0.11000745600000002,1.1026416000000001E-2,5.9496144000000001E-2,6.9034543999999989E-2,0.24429377600000002,0.20861811199999999,0.31126512000000006,0.101565856,0.45428744000000004,0.19199401600000005,9.6789728000000005E-2,8.3510064000000009E-2,0.16364699200000002,0.32709724800000001,0.147720512,0.73201830400000001,0.56776638400000012,0.4507505120000001,0.82188846400000004,0.61679025599999993,6.4399631999999998E-2,0.294682208,0.75822177599999996,0.18250798400000001,0.58861542400000011,0.350202336,0.24168881600000003,0.63136020800000003,0.63996619199999993,0.71645430399999999,0.56473356799999996,0.84345054400000008,0.87391808000000015,0.29974251200000002,0.75909785600000002,0.62950796800000008]
[683,1,0.88477425599999993,0.74692639999999999,0.185493136,0.51324327999999997,0.86538841600000016,0.59027073599999991,0.46916091200000004,0.58327292799999997,6.454401600000001E-2,0.88059344000000006,0.65960923199999988,0.6835364960000001,0.267203888,0.49246255999999999,0.62071374400000012,0.50041494399999997,0.5422901120000001,0.38643384000000008,0.51768291200000005,0.83041009600000004,0.90713840000000012,0.82348315200000011,0.86567048000000002,0.84141208000000001,0.50027660800000007,0.90739244800000007,0.44477172800000003,0.11428148799999999,0.82186512,0.35375302400000003,0.81865318400000009,0.78025145600000001,0.81515083200000016,0.26715985599999997,0.10154414399999999,0.55682608,0.24104380799999997,0.67210046400000001,8.8194495999999983E-2,0.202977824,0.86979551999999993,0.32519585600000001,0.19055307200000002,5.2600304000000001E-2,0.168318672,0.21988056,0.70255580799999995,0.185871904,0.10105019200000002,0.17910233600000003,0.23580595200000004,8.2480368000000012E-2,6.7127376000000002E-2,0.58345201600000007,0.51664552000000008,0.18018577599999999,3.4218847999999996E-2,7.2688800000000012E-2,0.53741398400000018,0.7074538880000002,0.416806336,0.49328876799999999,7.707377600000001E-2,0.11031430400000002,1.0991056000000001E-2,5.9538832E-2,6.8997744E-2,0.24400342400000005,0.20837044799999999,0.31096974399999999,0.10420643200000002,0.454295952,0.19640208000000003,0.100239536,8.5263471999999979E-2,0.16252712000000002,0.32907636800000001,0.15166326400000002,0.73523985600000008,0.57454502400000007,0.45263742400000001,0.82549580800000011,0.62131622399999986,6.4344128000000014E-2,0.29830089599999998,0.75913358400000008,0.18225318400000004,0.59805375999999999,0.35773964800000002,0.24245396800000002,0.63061052799999995,0.64237240000000007,0.71878966400000011,0.57139443200000006,0.84527905600000008,0.87511478399999998,0.29883153600000001,0.76383305600000007,0.6298245440000001]
[684,1,0.88527904000000002,0.7483496959999999,0.18575984000000001,0.51318294399999997,0.8679795520000001,0.59738055999999995,0.46904368000000002,0.58495352000000012,6.4479424000000007E-2,0.88050764799999992,0.66362257599999996,0.68394299200000008,0.26716592,0.49264681599999999,0.62143697600000003,0.50373081599999991,0.54954771200000008,0.38736019199999999,0.51749040000000002,0.83234091199999993,0.90729161599999997,0.82421686399999994,0.86645694399999984,0.84138441600000002,0.50081009599999993,0.90745484799999998,0.44588355200000002,0.113601152,0.8230330560000001,0.35370528000000001,0.81915460800000006,0.78489846400000007,0.81553611200000009,0.26750521599999999,0.10161000000000001,0.55585568000000007,0.24961417600000002,0.67232499200000007,8.8188015999999994E-2,0.20276689600000003,0.87253193600000001,0.32800481599999998,0.19208703999999996,5.2561247999999991E-2,0.16865252800000002,0.22041593600000001,0.71049823999999995,0.18514060799999998,0.10133915199999999,0.17857979200000001,0.23508121600000001,8.2249152000000006E-2,6.7462880000000003E-2,0.58603753599999997,0.51801705600000003,0.18117956799999999,3.4912192000000002E-2,7.3494799999999999E-2,0.53798499199999994,0.70795998400000004,0.41644619199999999,0.50263251199999992,7.8249696000000007E-2,0.110592592,1.0962416000000001E-2,5.9576959999999998E-2,6.8956543999999995E-2,0.24369931200000006,0.208111184,0.310661568,0.10688796800000001,0.45432086399999994,0.20113614399999999,0.103848224,8.7039199999999997E-2,0.16129980799999999,0.33086276799999997,0.15589297600000002,0.73834228800000001,0.5813451839999999,0.45437065599999998,0.829026912,0.625762912,6.4287743999999994E-2,0.30170902400000005,0.76006483200000008,0.182037744,0.60750929600000003,0.36537424000000002,0.24320095999999999,0.62975788799999999,0.64477788800000002,0.72103838399999998,0.57800145599999997,0.84706972799999991,0.87635228799999998,0.29783328000000003,0.76848017599999985,0.63012368000000007]
[685,1,0.88578999999999997,0.74975999999999998,0.1865,0.51310999999999996,0.87050000000000005,0.60429999999999995,0.46890999999999999,0.58662000000000003,6.4409999999999995E-2,0.88044,0.66759999999999997,0.68411999999999995,0.26712999999999998,0.49282999999999999,0.62214000000000003,0.50702999999999998,0.55666000000000004,0.38829000000000002,0.51729000000000003,0.83423000000000003,0.90744999999999998,0.82494999999999996,0.86722999999999995,0.84133999999999998,0.50129999999999997,0.90751999999999999,0.44703999999999999,0.1132,0.82418999999999998,0.35372999999999999,0.81966000000000006,0.78956000000000004,0.81593000000000004,0.26785999999999999,0.10168000000000001,0.55486000000000002,0.25833,0.67257999999999996,8.8179999999999994E-2,0.20254,0.87517999999999996,0.33102999999999999,0.19436999999999999,5.2519999999999997E-2,0.16914000000000001,0.22098000000000001,0.71833999999999998,0.18443999999999999,0.10163999999999999,0.17802999999999999,0.23432,8.2000000000000003E-2,6.7799999999999999E-2,0.58862000000000003,0.51931000000000005,0.18215999999999999,3.5929999999999997E-2,7.4289999999999995E-2,0.53839000000000004,0.70842000000000005,0.41607,0.51215999999999995,7.9460000000000003E-2,0.11083999999999999,1.094E-2,5.9610000000000003E-2,6.8909999999999999E-2,0.24338000000000001,0.20784,0.31034,0.10963000000000001,0.45435999999999999,0.20616999999999999,0.10761999999999999,8.8849999999999998E-2,0.15994,0.33246999999999999,0.16039,0.74134,0.58814999999999995,0.45590999999999998,0.83252999999999999,0.63022999999999996,6.4229999999999995E-2,0.30481000000000003,0.76102000000000003,0.18185000000000001,0.61695,0.37308999999999998,0.24393000000000001,0.62883999999999995,0.64717000000000002,0.72321000000000002,0.58455000000000001,0.84880999999999995,0.87761,0.29672999999999999,0.77305999999999997,0.63041000000000003]
[686,1,0.88630595199999995,0.75115343999999995,0.18770136000000001,0.51302596799999989,0.8729538240000001,0.61102686399999995,0.468759712,0.58827456,6.4335808000000008E-2,0.88039023999999988,0.67154035199999984,0.6840762239999999,0.26709614399999992,0.49301091199999991,0.62282193600000002,0.51031091199999989,0.56362192,0.3892206720000001,0.51708224000000003,0.83607527999999998,0.90761323199999999,0.82568486399999996,0.86798934399999994,0.84127660799999993,0.50174956799999992,0.90758780799999994,0.44823988799999998,0.11305457599999999,0.82533470399999997,0.35383246400000001,0.8201676160000001,0.79422896000000009,0.81633372799999993,0.26822164799999992,0.101753312,0.55382995200000007,0.26718329599999996,0.67286572799999989,8.8170351999999994E-2,0.202296848,0.87773747199999996,0.33428616,0.19736732799999998,5.2477055999999994E-2,0.16976896000000002,0.22156947200000002,0.72606252800000004,0.183769712,0.10195318399999997,0.17745278399999997,0.23352177599999996,8.1732784000000017E-2,6.813740800000001E-2,0.59119270400000012,0.52052307200000003,0.18312222399999997,3.7261280000000001E-2,7.5072351999999995E-2,0.53862374400000002,0.70883457599999999,0.41567755200000006,0.52185753599999996,8.0702704E-2,0.11105654399999999,1.0923648000000001E-2,5.9638112E-2,6.8858783999999992E-2,0.24304542400000001,0.20755692800000003,0.31000492800000007,0.112421536,0.45441344,0.21150543999999999,0.11155880000000001,9.0688895999999991E-2,0.15846105599999999,0.33389612800000007,0.16515771199999998,0.74424686400000006,0.59495313599999988,0.45726408000000002,0.83599472000000008,0.63470268799999996,6.4170751999999984E-2,0.30762584000000004,0.76200614400000011,0.18168985600000004,0.62634579199999996,0.38087895999999999,0.24463651200000003,0.62784644799999989,0.64956452800000009,0.72530755199999997,0.59103755199999997,0.85050111999999989,0.87888340799999998,0.29553225599999999,0.77756047999999989,0.63068348800000007]
[687,1,0.88682489599999992,0.75252367999999992,0.18939113600000002,0.51293208000000001,0.87534433600000006,0.61755769599999999,0.46859395200000004,0.58991868800000002,6.4256896000000008E-2,0.88035728000000002,0.6754396319999999,0.68379897599999984,0.267064048,0.49318848000000004,0.62348190400000003,0.51357126399999997,0.57042667200000008,0.39014824000000004,0.51686811200000005,0.83787441600000012,0.90778079999999994,0.82642315200000016,0.86873544000000003,0.84119391999999993,0.50211396800000008,0.90765804800000016,0.44945908800000006,0.11316628799999999,0.82646567999999998,0.35400310400000001,0.82067598400000019,0.798889776,0.81674819200000026,0.26858697599999998,0.10182902399999999,0.55276367999999998,0.27616580800000001,0.673184224,8.8158896E-2,0.202037104,0.88020023999999997,0.33778601600000008,0.20101763200000003,5.2432864000000003E-2,0.17054355200000001,0.22217967999999999,0.73364036799999999,0.18312934400000003,0.10227875199999999,0.176847696,0.23268571199999999,8.1447567999999998E-2,6.8473536000000015E-2,0.59374537600000021,0.52165607999999997,0.184061056,3.8881807999999997E-2,7.5839759999999992E-2,0.53868982399999998,0.70920508800000015,0.41526849599999999,0.53170892799999991,8.1975056000000004E-2,0.11124294400000001,1.0913055999999999E-2,5.9661472E-2,6.8803744000000014E-2,0.24269526400000005,0.20726196800000002,0.30965614399999997,0.11524659200000001,0.45448083200000006,0.21713855999999998,0.115668576,9.2545792000000002E-2,0.15688048000000002,0.33514292800000001,0.17019486400000003,0.74707689599999993,0.60174822400000005,0.45844398399999992,0.83940676800000014,0.63915854400000005,6.410980799999999E-2,0.31017025600000003,0.76302982399999997,0.18155486400000001,0.63566624000000005,0.388731408,0.24531660799999999,0.62677340800000003,0.65197095999999999,0.72733382400000013,0.59746123200000001,0.85214153600000009,0.88016478399999998,0.29425385599999998,0.78196601600000004,0.63094390400000011]
[688,1,0.88734679999999999,0.75392623999999997,0.19139371199999999,0.51282995200000003,0.87767956800000013,0.62388460800000001,0.46840315199999993,0.59155633600000002,6.4173104000000009E-2,0.88035408000000004,0.67928475200000005,0.68338636799999986,0.26703203200000003,0.49336252800000002,0.62411979200000012,0.51680729600000008,0.57706206400000004,0.39108060800000005,0.51664878400000003,0.839624912,0.90795180799999997,0.82716144000000003,0.86946145600000013,0.84107979200000005,0.50254076800000003,0.90773228800000016,0.450724448,0.11350015999999999,0.82758129599999997,0.35428326399999999,0.82117987200000009,0.803567472,0.81717481599999997,0.26896542400000001,0.101912576,0.55166828800000001,0.28526871999999998,0.67353127999999995,8.8145280000000006E-2,0.20176000000000002,0.88258468800000001,0.34153555199999996,0.20552257600000001,5.2388112000000001E-2,0.17142918400000001,0.22281636800000001,0.74109924800000004,0.18251721600000001,0.10261951999999999,0.17621420800000001,0.23181076799999997,8.1144032000000005E-2,6.8810704000000014E-2,0.59629748800000004,0.5227020480000002,0.18499948800000002,4.0884976000000003E-2,7.6592768000000006E-2,0.5385248640000001,0.70951848000000017,0.41484176000000006,0.54169040000000002,8.3272288E-2,0.111396304,1.0908543999999999E-2,5.9679792000000016E-2,6.8743504000000011E-2,0.24232846400000002,0.20695460800000004,0.30929296000000006,0.11812988800000003,0.45456062400000002,0.22304968000000003,0.11995387199999999,9.4436368000000007E-2,0.15516894400000003,0.33621204799999999,0.17548665600000002,0.74984444800000005,0.60851859200000002,0.45943196799999997,0.84281825599999993,0.64370487999999992,6.4046543999999997E-2,0.31244923200000002,0.76409566400000006,0.18143571200000005,0.64487988800000007,0.39663377600000005,0.24597006400000002,0.62563372800000006,0.65439411199999997,0.72929873599999995,0.60381635199999995,0.85372219199999988,0.88143656000000004,0.29287393600000006,0.78630123200000002,0.63119616000000001]
[689,1,0.88787222399999988,0.75543727999999999,0.19342412799999997,0.51272182399999999,0.87996920000000001,0.62999815999999997,0.46817411199999998,0.59319238399999996,6.4084192000000012E-2,0.88039831999999996,0.68305955200000001,0.68299504,0.26699793599999999,0.49353313600000009,0.62473584000000004,0.52001484800000009,0.58351409600000004,0.39202961599999997,0.51642553599999996,0.84132428799999992,0.90812521599999996,0.8278946880000001,0.87015803199999997,0.84091806400000002,0.503271248,0.90781260799999997,0.45209092799999995,0.11398411199999998,0.82867995200000011,0.35473774400000002,0.82167272000000002,0.80830052800000007,0.81761511999999992,0.26937075199999999,0.102011488,0.55054945600000005,0.29448307200000001,0.67389849600000007,8.8129104E-2,0.20146457599999998,0.88491409600000004,0.345538448,0.21117152,5.2343600000000004E-2,0.17236305599999999,0.22348881600000001,0.74848196800000011,0.18193124799999999,0.102979248,0.17555183999999996,0.23089590400000001,8.0821615999999999E-2,6.9152432000000014E-2,0.59887847999999999,0.52365169599999994,0.18596984,4.3403424000000003E-2,7.7332815999999999E-2,0.53804318400000006,0.70975683200000006,0.41439598400000005,0.55177563200000002,8.4588959999999991E-2,0.11151254399999999,1.0910751999999999E-2,5.9692672000000002E-2,6.8675903999999996E-2,0.24194374399999999,0.206634128,0.30891449599999998,0.12110974400000002,0.45465089599999997,0.229214,0.12441948799999999,9.6384864000000001E-2,0.15328148800000002,0.33710372799999999,0.18101380800000003,0.75256400000000001,0.61524416000000004,0.46020483200000001,0.84630342399999992,0.64849225599999993,6.3980159999999994E-2,0.3144818880000001,0.765207584,0.1813208,0.65395497599999997,0.404571344,0.24659792,0.62444276799999998,0.65683910400000001,0.73121460799999993,0.61009755199999993,0.85523164799999996,0.88267785600000004,0.29136009600000001,0.79060420799999986,0.63144689600000015]
[690,1,0.88839999999999997,0.7571,0.19528999999999999,0.51261000000000001,0.88222,0.63588999999999996,0.46789999999999998,0.59482999999999997,6.3990000000000005E-2,0.88049999999999995,0.68674999999999997,0.68272999999999995,0.26695999999999998,0.49370000000000003,0.62533000000000005,0.52319000000000004,0.58977000000000002,0.39300000000000002,0.51619999999999999,0.84297,0.9083,0.82862000000000002,0.87082000000000004,0.8407,0.50444,0.90790000000000004,0.45357999999999998,0.11456,0.82976000000000005,0.35539999999999999,0.82215000000000005,0.81310000000000004,0.81806999999999996,0.26980999999999999,0.10213,0.54940999999999995,0.30380000000000001,0.67427999999999999,8.8109999999999994E-2,0.20115,0.88719999999999999,0.3498,0.21809999999999999,5.2299999999999999E-2,0.17330000000000001,0.22420000000000001,0.75580000000000003,0.18137,0.10335999999999999,0.17485999999999999,0.22994000000000001,8.0479999999999996E-2,6.9500000000000006E-2,0.60150000000000003,0.52449999999999997,0.18698999999999999,4.65E-2,7.8060000000000004E-2,0.53720000000000001,0.70991000000000004,0.41393000000000002,0.56194,8.5919999999999996E-2,0.11158999999999999,1.0919999999999999E-2,5.9700000000000003E-2,6.8599999999999994E-2,0.24154,0.20630000000000001,0.30852000000000002,0.1242,0.45474999999999999,0.23561000000000001,0.12906999999999999,9.8400000000000001E-2,0.1512,0.33782000000000001,0.18676000000000001,0.75524999999999998,0.62190999999999996,0.46076,0.84989999999999999,0.65359999999999996,6.3909999999999995E-2,0.31630000000000003,0.76637,0.1812,0.66286,0.41253000000000001,0.2472,0.62321000000000004,0.65930999999999995,0.73309000000000002,0.61629999999999996,0.85665999999999998,0.88387000000000004,0.28970000000000001,0.79488999999999999,0.63170000000000004]
[691,1,0.88892640000000001,0.75890175999999998,0.19702566399999999,0.51249689600000004,0.88443387200000012,0.64157768000000015,0.46758435199999998,0.59646955200000007,6.3891056000000002E-2,0.88065628799999995,0.69036137600000003,0.68257337600000001,0.26691847999999996,0.49386212800000001,0.62590420800000002,0.52633508800000006,0.59584460800000005,0.39398492800000001,0.51597406400000001,0.84456572799999996,0.90847595200000009,0.82933801600000001,0.87144873599999995,0.840428752,0.50601553599999993,0.90799385599999993,0.45517993600000006,0.11523859199999999,0.83082243200000006,0.35625774399999999,0.82261062400000018,0.81793363200000002,0.81853937599999993,0.27027883199999997,0.10226670399999999,0.54825257599999999,0.31321870400000001,0.67467881600000001,8.8088223999999993E-2,0.20081819199999998,0.88943420799999995,0.35429991999999999,0.22619257600000001,5.2257712000000005E-2,0.17424555200000003,0.22494260800000002,0.76301340800000006,0.180833088,0.103761216,0.17414184000000002,0.22894735999999996,8.0121312000000014E-2,6.9851024000000012E-2,0.60414452799999996,0.52524887999999992,0.18805308799999998,5.0124176000000006E-2,7.8772192000000005E-2,0.53601630399999989,0.70998100800000008,0.41344579200000003,0.57216113600000007,8.726521600000002E-2,0.11163075199999999,1.0935536000000001E-2,5.9702112000000002E-2,6.8516863999999983E-2,0.24111908800000001,0.20595361600000001,0.30811108800000003,0.12737460800000003,0.45485692799999999,0.24222515200000003,0.13390472000000003,0.10046524799999999,0.14895054400000002,0.33836555200000001,0.19271723200000002,0.75790699199999989,0.62850993599999982,0.46110974399999993,0.85358433599999983,0.65898791999999995,6.3836399999999988E-2,0.31790060800000003,0.76757891199999984,0.181073344,0.67159249600000015,0.42050715199999994,0.24777350400000003,0.62193836800000013,0.66180990399999995,0.73492686399999996,0.62242633599999997,0.85801422399999994,0.88501543999999999,0.28791417600000002,0.79913513599999997,0.63195464000000012]
[692,1,0.88944791999999995,0.76083839999999991,0.19864987200000001,0.51238571200000016,0.88661332800000014,0.64710148800000011,0.46722907199999997,0.59811177599999998,6.3788384000000004E-2,0.88086640000000005,0.69391203200000007,0.68251660799999991,0.26687459199999997,0.49401860800000003,0.62646315200000013,0.52945793600000024,0.60177670399999994,0.39497924800000006,0.51574958400000004,0.8461214720000001,0.90865348800000001,0.83004840000000013,0.8720440960000001,0.8401056320000001,0.50804076799999986,0.90809388800000013,0.45691972800000008,0.11603832,0.83187097600000004,0.35731870399999999,0.82305291200000008,0.82277491199999997,0.81902305600000003,0.27077478400000005,0.102420976,0.54708140799999994,0.32274616,0.67509880000000011,8.8064560000000014E-2,0.20047344,0.89161116800000006,0.358987632,0.23537265600000001,5.2217151999999996E-2,0.175200944,0.22571084799999999,0.77008892800000006,0.18031993599999999,0.10418287999999999,0.17340444799999999,0.22792780800000001,7.9749552000000015E-2,7.0203584000000013E-2,0.60679868799999992,0.52589932799999994,0.18915596800000001,5.4242896000000006E-2,7.9467728000000015E-2,0.53450302399999983,0.70997088000000019,0.41294792000000002,0.58241384000000018,8.8628047999999987E-2,0.11163630400000001,1.0956304E-2,5.9699312000000018E-2,6.8427184000000002E-2,0.24068534400000002,0.20559780800000005,0.30769135999999997,0.130613328,0.45497054400000003,0.24904584000000005,0.13891827200000004,0.102567728,0.14655238399999998,0.33874388799999999,0.19887689600000003,0.76052980800000014,0.63503627200000001,0.461249888,0.85734177600000006,0.66463368000000012,6.376030399999999E-2,0.31924659200000005,0.76882046400000004,0.18094651200000003,0.68017836800000009,0.42850961600000009,0.24831598400000005,0.62063436800000005,0.6643425919999999,0.73672793599999997,0.62848523200000006,0.85931347199999997,0.88613112000000016,0.28601809600000005,0.80332139199999997,0.63221064000000005]
[693,1,0.88995792000000007,0.76285855999999996,0.20008783999999999,0.51227812800000005,0.88875678400000002,0.65238505599999996,0.46684643200000003,0.59975480000000003,6.3680431999999995E-2,0.88111787200000002,0.6973490080000001,0.68259136000000009,0.26682398399999996,0.49416812800000004,0.62699833599999999,0.53253806400000014,0.60748175999999998,0.39596652799999998,0.51552982400000003,0.84761553599999995,0.908829424,0.83075502400000012,0.87261449600000007,0.83974451200000022,0.51026791999999999,0.90819744000000002,0.45864559999999999,0.11683916799999999,0.83289568000000014,0.35849974400000001,0.82347824000000003,0.82755123200000003,0.819520256,0.27128545600000004,0.10258788799999999,0.54588088000000001,0.33235017600000005,0.67553062399999997,8.8037056000000002E-2,0.200107808,0.89370876799999999,0.363959584,0.24531593599999998,5.2178752000000002E-2,0.176129696,0.22648892800000001,0.77694620800000003,0.17983102400000001,0.10462158400000002,0.17263513600000002,0.22686337600000001,7.9359072000000017E-2,7.0552383999999996E-2,0.60942156800000002,0.52645889599999995,0.19027572799999998,5.8709536E-2,8.0142623999999996E-2,0.53273926400000005,0.70989179200000008,0.41242748800000001,0.59268198400000016,8.9992240000000001E-2,0.11161257600000002,1.0983151999999999E-2,5.9692352000000004E-2,6.8333664000000002E-2,0.24023032,0.20522791999999998,0.30725411200000002,0.13385708800000001,0.45508968,0.25605332800000002,0.14412910400000001,0.10466988800000002,0.144066944,0.33896366400000005,0.2052244,0.763162224,0.64148900799999997,0.46128835200000007,0.86110473599999993,0.67041039999999996,6.3679327999999993E-2,0.32054929600000009,0.77012873600000009,0.18079224000000005,0.68850120000000004,0.43649448000000002,0.24882486400000003,0.61928164800000007,0.66690704000000001,0.738491648,0.63445404800000005,0.86051111999999996,0.88715487999999998,0.28405913600000005,0.80739748800000011,0.63246415999999994]
[694,1,0.89044783999999988,0.76488079999999992,0.20125060799999997,0.51217534400000009,0.8908600000000001,0.65730558400000005,0.46645507199999992,0.60139510399999996,6.3564640000000006E-2,0.88139094399999995,0.70059126399999994,0.68283203199999998,0.26676017599999996,0.49430908800000001,0.62749591999999998,0.53554371200000006,0.612826176,0.39692332800000002,0.51531878399999997,0.84901351999999997,0.90899911999999994,0.83146412800000002,0.87317321600000009,0.83936691200000002,0.51230099200000001,0.90830051199999995,0.46012043199999997,0.11746593600000001,0.83388110400000004,0.359671344,0.82388988799999996,0.83216163200000004,0.82002969599999986,0.27179220800000004,0.10275967999999999,0.54462595199999997,0.34198291199999997,0.67596012799999994,8.8002672000000004E-2,0.19970849599999999,0.89569420799999999,0.36937137600000003,0.25554537600000005,5.2142912E-2,0.17698348800000002,0.22725484799999998,0.78347500800000003,0.17936747200000003,0.105071968,0.17181326399999999,0.22572494400000001,7.8940432000000005E-2,7.0889984000000003E-2,0.61195500799999991,0.52693926400000013,0.19137668799999999,6.3307615999999997E-2,8.0791520000000006E-2,0.53084582399999991,0.70976302400000002,0.41187025600000005,0.60295340800000008,9.1333711999999997E-2,0.111568128,1.1017600000000001E-2,5.9682271999999995E-2,6.8240223999999988E-2,0.23974049600000003,0.204836352,0.306788544,0.137022688,0.45521321600000003,0.26322745600000003,0.14956513599999999,0.10671884799999999,0.14158182399999997,0.33903615999999998,0.211743344,0.76586760000000009,0.64787294400000006,0.46138609600000008,0.86477193600000002,0.67612496,6.3589792000000006E-2,0.32212712000000004,0.77155708799999989,0.18057036800000001,0.69638771200000005,0.44439902400000003,0.249297184,0.61785252800000012,0.66949988800000004,0.74021344,0.64029774400000006,0.86153452799999986,0.88799335999999995,0.28210441600000002,0.8112909439999999,0.63270895999999988]
[695,1,0.89090999999999998,0.76683999999999997,0.2021,0.51207999999999998,0.89292000000000005,0.66181000000000001,0.46606999999999998,0.60302999999999995,6.3439999999999996E-2,0.88166999999999995,0.7036,0.68325000000000002,0.26667999999999997,0.49443999999999999,0.62795000000000001,0.53846000000000005,0.61775000000000002,0.39783000000000002,0.51512000000000002,0.85029999999999994,0.90915999999999997,0.83218000000000003,0.87373000000000001,0.83899000000000001,0.51390000000000002,0.90839999999999999,0.46121000000000001,0.11781,0.83482000000000001,0.36075000000000002,0.82428999999999997,0.83652000000000004,0.82055,0.27228000000000002,0.10292999999999999,0.54330000000000001,0.35161999999999999,0.67637999999999998,8.7959999999999997E-2,0.19927,0.89754,0.37529000000000001,0.26567000000000002,5.2109999999999997E-2,0.17773,0.22799,0.78957999999999995,0.17893000000000001,0.10553,0.17093,0.22450000000000001,7.8490000000000004E-2,7.1209999999999996E-2,0.61434999999999995,0.52734999999999999,0.19242999999999999,6.7860000000000004E-2,8.1409999999999996E-2,0.52891999999999995,0.70960000000000001,0.41127000000000002,0.61321000000000003,9.264E-2,0.11151,1.106E-2,5.9670000000000001E-2,6.8150000000000002E-2,0.23921000000000001,0.20441999999999999,0.30629000000000001,0.14004,0.45534000000000002,0.27055000000000001,0.15523999999999999,0.10867,0.13916999999999999,0.33896999999999999,0.21842,0.76868000000000003,0.65419000000000005,0.46165,0.86826000000000003,0.68162,6.3490000000000005E-2,0.32417000000000001,0.77312999999999998,0.18026,0.70374999999999999,0.45218999999999998,0.24973000000000001,0.61633000000000004,0.67212000000000005,0.74189000000000005,0.64600000000000002,0.86234999999999995,0.88859999999999995,0.28021000000000001,0.81494,0.63293999999999995]
[696,1,0.89134361600000001,0.76873910400000001,0.20262601599999999,0.51199499199999987,0.89493776000000003,0.66592100799999998,0.46569161599999997,0.60465907200000002,6.3307103999999989E-2,0.88195494399999996,0.70638497600000005,0.68385036799999999,0.26658403199999997,0.49456079999999997,0.62836332800000005,0.54129118399999998,0.62227473599999994,0.39868614400000002,0.51493408000000007,0.85148075199999995,0.9093122560000001,0.8329010240000001,0.87428406400000003,0.83861404800000006,0.51510240000000007,0.90849564799999993,0.46193451199999996,0.11788259200000001,0.83571449599999992,0.36174312000000003,0.82467748799999996,0.84062313599999994,0.82107979200000003,0.27274875199999998,0.103098864,0.54190847999999991,0.36126182400000001,0.67679220799999995,8.7909455999999997E-2,0.19879475199999999,0.89924959999999998,0.381685632,0.27566134399999997,5.208016E-2,0.17836603200000001,0.2286928,0.79526182400000012,0.17851824000000002,0.105995376,0.16998942399999997,0.22319420800000001,7.8010047999999999E-2,7.1512223999999999E-2,0.61660585600000006,0.52769430400000006,0.193437104,7.2354527999999987E-2,8.1996544000000005E-2,0.52696671999999989,0.70940652800000004,0.41062927999999999,0.62343376000000006,9.3912895999999996E-2,0.11143947199999998,1.1109792E-2,5.9655776000000001E-2,6.8063167999999993E-2,0.23864126399999999,0.203980464,0.30576049600000005,0.14290528,0.45546924800000005,0.278010592,0.16115127999999998,0.11052108799999999,0.13683744,0.33876995199999999,0.225247696,0.77159680000000008,0.66043345600000003,0.462072384,0.87157084799999995,0.68689747199999995,6.3380464000000011E-2,0.32665878399999998,0.77483940800000006,0.17986379199999999,0.71060182399999994,0.45986916799999994,0.25012377600000002,0.61472310400000008,0.67476433600000019,0.74352200000000013,0.65156519999999996,0.86296801599999984,0.88898363199999986,0.278380768,0.81834609599999997,0.6331579839999999]
[697,1,0.89175144000000006,0.77059343999999996,0.20276888000000001,0.51192116799999998,0.89691350400000014,0.66959769599999996,0.46531771199999999,0.60628119999999996,6.3165071999999989E-2,0.88224747199999998,0.70892012800000004,0.68466288000000008,0.26647006399999995,0.49467236799999997,0.62873137600000006,0.54402686400000011,0.62635608000000009,0.39949764799999998,0.51476014400000003,0.85254473599999991,0.9094546240000001,0.83362486400000002,0.87483417600000002,0.8382368320000001,0.51585800000000004,0.90858736000000018,0.46224512000000006,0.11766868799999999,0.83655968000000003,0.36263814400000005,0.82505167999999995,0.84449891200000005,0.82161721599999993,0.27320153600000002,0.10326756799999999,0.54045752000000002,0.37088657600000002,0.67719398400000008,8.7850016000000003E-2,0.19827852800000001,0.90083820800000003,0.38860894400000001,0.28556689600000001,5.2053311999999997E-2,0.17888409599999999,0.22936716800000001,0.80056332800000007,0.17813198399999999,0.106467584,0.16898481600000001,0.22179809600000003,7.7497232000000013E-2,7.1798784000000004E-2,0.61873852799999984,0.52797649599999996,0.19440620799999997,7.6812975999999991E-2,8.2549744000000008E-2,0.52497678399999981,0.70918795200000007,0.40994340800000001,0.63361870400000009,9.514512E-2,0.111357056,1.1167712000000002E-2,5.9639632000000012E-2,6.7979344000000011E-2,0.23802976000000001,0.20351512000000002,0.30519643200000002,0.14563652800000002,0.45560064000000006,0.28560268800000005,0.167309024,0.11228388800000001,0.13457206399999999,0.33844326399999997,0.23222143999999997,0.77463734400000017,0.66659716800000002,0.46265955199999997,0.87472977600000001,0.69199624000000004,6.3259968000000014E-2,0.32964785600000007,0.77670249600000008,0.17936936000000003,0.71688792000000001,0.46741416000000002,0.25048190399999998,0.61304052799999997,0.67742248000000005,0.74510900800000002,0.65698108799999999,0.86336528000000001,0.88911488000000005,0.27660737600000002,0.82153556800000005,0.63336504000000005]
[698,1,0.89211374399999988,0.77228729599999979,0.20278854400000002,0.51187134400000001,0.89884468800000017,0.67311742399999996,0.46497332799999996,0.60789484799999993,6.302047999999999E-2,0.88252400000000009,0.71135879999999996,0.68554867199999991,0.26635009600000004,0.49477009600000005,0.62908582400000002,0.54672982400000014,0.63027886400000011,0.40022283200000003,0.51460628799999997,0.85356480000000001,0.90959283200000007,0.8343566240000001,0.87539036800000003,0.83788569600000007,0.51639568000000002,0.90867155200000016,0.46238516800000007,0.117245664,0.83738574399999988,0.363465808,0.8254139519999999,0.84795340799999996,0.82216080000000002,0.27361184000000005,0.103424192,0.53893616,0.38058340800000001,0.67760528000000009,8.7787855999999997E-2,0.19775038400000003,0.90223657600000007,0.39570841600000006,0.29471108800000001,5.2030303999999999E-2,0.17929392000000002,0.22997529600000002,0.80524451200000002,0.17777156800000002,0.106943312,0.16796316800000002,0.22037758400000002,7.6976576000000005E-2,7.205494400000001E-2,0.62064063999999997,0.52820508799999999,0.19528211199999998,8.0930384000000008E-2,8.3064944000000002E-2,0.52310532799999998,0.70895825600000006,0.40924393600000009,0.64369876799999992,9.6374464000000007E-2,0.11127296000000002,1.1227632000000003E-2,5.9623408000000003E-2,6.7903440000000009E-2,0.23740585600000003,0.20304265599999999,0.30462228800000007,0.14808753599999999,0.45573163200000005,0.29330014399999998,0.17366076800000002,0.11386468800000002,0.13251116800000001,0.33798785600000003,0.23932774400000001,0.77771132800000009,0.67268248000000008,0.46340904000000011,0.87756686399999995,0.69661796799999998,6.3136032000000022E-2,0.332901008,0.77861030400000009,0.17883932800000002,0.72289833599999997,0.47492267199999999,0.25079179200000001,0.611277552,0.68011782399999998,0.74664833600000002,0.66231889600000005,0.863687184,0.88915540800000004,0.274996144,0.82435968000000015,0.63355041600000006]
[699,1,0.89240188799999987,0.77365491199999992,0.20309292800000001,0.51186368000000004,0.90072779200000008,0.6769081119999999,0.46469382400000003,0.6094984160000001,6.2883408000000002E-2,0.88275148799999992,0.71394019199999992,0.68629174400000004,0.26624292799999999,0.494847184,0.62947547200000009,0.54949774400000007,0.63448412800000009,0.40080153600000001,0.51448411199999988,0.85465366399999998,0.90973607999999995,0.83510390400000001,0.87596640000000003,0.83759912000000003,0.51710087999999998,0.90874342399999997,0.46274681599999995,0.11674832,0.83823964799999995,0.36428699200000003,0.82576630400000006,0.85070598399999997,0.82270910399999997,0.27394190400000007,0.103551696,0.53732880000000005,0.39049368000000001,0.67805737600000004,8.7732575999999993E-2,0.19725512000000001,0.90334230400000004,0.40244212799999995,0.30214256000000006,5.2012335999999999E-2,0.179617264,0.23046318399999999,0.80895401600000005,0.17743747200000001,0.1074184,0.16699688000000001,0.219034272,7.6486399999999996E-2,7.2259344000000003E-2,0.62215675199999998,0.52839000000000003,0.19598521600000002,8.4277231999999994E-2,8.3536384000000005E-2,0.52156955199999988,0.70873431999999992,0.408579584,0.65358187199999984,9.7660607999999996E-2,0.11120102400000001,1.1280271999999999E-2,5.9609663999999993E-2,6.7842335999999989E-2,0.23681643199999999,0.20259179199999999,0.30407582400000005,0.15004830400000002,0.45585878400000002,0.30106959999999999,0.180124272,0.11512876800000001,0.13084955199999998,0.33739716800000003,0.24655060799999998,0.78067483199999999,0.67869323199999998,0.464299568,0.87983659199999997,0.70033457600000004,6.302033600000001E-2,0.33602640000000006,0.78039379200000003,0.178372736,0.72908971199999983,0.48255022400000003,0.25103439999999999,0.60942697599999995,0.682887888,0.748136464,0.66768950399999993,0.86415956799999993,0.88935889600000007,0.27369795200000008,0.82660099199999992,0.63369835200000002]
[700,1,0.89259999999999995,0.77459999999999996,0.20393,0.51190999999999998,0.90256000000000003,0.68123,0.46450000000000002,0.61109000000000002,6.2759999999999996E-2,0.88290999999999997,0.71680999999999995,0.68676000000000004,0.26616000000000001,0.49490000000000001,0.62992999999999999,0.55239000000000005,0.63924000000000003,0.4012,0.51439999999999997,0.85587999999999997,0.90988999999999998,0.83587,0.87656999999999996,0.83740000000000003,0.51820999999999995,0.90880000000000005,0.46356999999999998,0.11627,0.83914999999999995,0.36514000000000002,0.82611000000000001,0.85260000000000002,0.82325999999999999,0.27417000000000002,0.10364,0.53563000000000005,0.4007,0.67857000000000001,8.7690000000000004E-2,0.19681999999999999,0.90410000000000001,0.40848000000000001,0.30730000000000002,5.1999999999999998E-2,0.17987,0.23080000000000001,0.8115,0.17713000000000001,0.10789,0.16613,0.21783,7.6050000000000006E-2,7.2400000000000006E-2,0.62319999999999998,0.52854000000000001,0.19647000000000001,8.6599999999999996E-2,8.3960000000000007E-2,0.52049999999999996,0.70852999999999999,0.40798000000000001,0.66320999999999997,9.9040000000000003E-2,0.11115,1.132E-2,5.96E-2,6.7799999999999999E-2,0.23629,0.20218,0.30358000000000002,0.15140000000000001,0.45598,0.30889,0.18665000000000001,0.11600000000000001,0.12970000000000001,0.33667000000000002,0.25387999999999999,0.78344000000000003,0.68462999999999996,0.46531,0.88139999999999996,0.70289999999999997,6.2920000000000004E-2,0.33878000000000003,0.78195000000000003,0.17802999999999999,0.73573999999999995,0.49038999999999999,0.25119999999999998,0.60748999999999997,0.68574999999999997,0.74956999999999996,0.67315999999999998,0.86492000000000002,0.88988,0.27279999999999999,0.82813999999999999,0.63380000000000003]
[701,1,0.89271118400000005,0.77513337599999999,0.20526155200000001,0.51200911999999998,0.90434040000000004,0.68604868800000007,0.46439028800000004,0.61266764799999995,6.2649503999999995E-2,0.88300017600000003,0.71994712000000005,0.68697160000000002,0.26609959999999999,0.49492953600000006,0.63044558399999995,0.55539804800000003,0.64450956800000014,0.40142395200000003,0.51435283199999993,0.85723464000000005,0.91005358400000003,0.83665156800000018,0.87719923199999994,0.83728705599999997,0.51966777599999991,0.90884147199999998,0.46481102399999996,0.11579543999999999,0.84011276800000001,0.36601008000000007,0.82644488000000005,0.85366380799999997,0.82381091200000001,0.27429865599999997,0.10368996799999998,0.53384640000000005,0.41118215999999996,0.67913894399999997,8.7659312000000003E-2,0.196441488,0.90452393600000003,0.41386419199999996,0.31022132800000002,5.1993104000000005E-2,0.18004556799999999,0.23098977600000001,0.81292643200000003,0.17684912000000003,0.10835759999999998,0.16535684799999997,0.21675676800000002,7.5664528000000009E-2,7.2479024000000017E-2,0.62378599999999995,0.52866139200000006,0.19674295999999999,8.791574399999999E-2,8.4334863999999995E-2,0.51989196799999993,0.70835289600000007,0.40744128000000002,0.672579712,0.100506928,0.111120496,1.1347423999999998E-2,5.9594448000000001E-2,6.7776080000000002E-2,0.2358228,0.201805072,0.30313182399999999,0.15216057600000002,0.45609518399999999,0.31675644800000002,0.19324579200000003,0.116490128,0.12905092800000001,0.33581683200000007,0.26131209599999999,0.78602177600000001,0.69048788799999994,0.46645000000000003,0.88227926400000001,0.70434588799999998,6.2834032000000012E-2,0.34121084800000007,0.78329308799999997,0.17780137600000001,0.74280529599999989,0.49842324800000004,0.25129227199999998,0.60547475199999989,0.68869252799999991,0.75094684799999978,0.67872014399999991,0.8659493920000001,0.89069529600000008,0.27229310400000006,0.82900271999999997,0.63385705600000009]
[702,1,0.8927315039999999,0.77522953599999989,0.20713270400000003,0.51216086399999994,0.90606796800000011,0.69141702400000005,0.46437060800000002,0.61422964800000002,6.2553200000000003E-2,0.88301616000000005,0.72337887999999995,0.68690171200000005,0.26606385599999999,0.49493497600000008,0.63102838399999994,0.55853326400000003,0.65034582400000018,0.40146475200000004,0.51434444800000001,0.85873127999999999,0.91022763200000001,0.83744678400000006,0.87785420800000002,0.83726689600000004,0.52149400000000001,0.90886755200000013,0.46650380800000002,0.115319424,0.84113342400000002,0.36689268799999997,0.82677099200000026,0.85385788799999995,0.82435968000000004,0.27432192000000005,0.103698912,0.53197896,0.42195028800000001,0.67976351999999995,8.7641696000000019E-2,0.19612518400000001,0.90460185600000009,0.41852641600000001,0.31074468799999999,5.1991823999999999E-2,0.18013648000000002,0.231024176,0.81318803200000012,0.17659484800000003,0.10882043199999999,0.164686528,0.21582726399999999,7.5334976000000026E-2,7.2493424000000029E-2,0.62389287999999998,0.52876108799999999,0.19679243199999999,8.8151423999999978E-2,8.4659823999999995E-2,0.51978396799999993,0.70821145600000002,0.40696945600000006,0.68167004799999997,0.10206766399999999,0.11111544000000002,1.1361232000000001E-2,5.9593488000000014E-2,6.777176E-2,0.23542065600000001,0.20147065600000003,0.30273604799999998,0.15229881600000003,0.45620355200000007,0.32465678400000009,0.19990188800000003,0.11657924800000001,0.12893380800000001,0.33484801600000003,0.268839104,0.78840628800000001,0.69626343999999996,0.46773728000000003,0.88243910400000003,0.70460748800000006,6.2763792000000013E-2,0.343296928,0.7844029440000001,0.17769700800000002,0.75033417599999996,0.50666347200000006,0.25130939199999996,0.60338323199999999,0.69171606399999985,0.75226505600000015,0.68438249600000001,0.86727446400000008,0.89183252800000001,0.272201584,0.82916071999999996,0.63386745600000016]
[703,1,0.89269078399999979,0.77503113599999995,0.20932073600000001,0.51236404800000002,0.90774041600000011,0.69709120000000002,0.46441164800000007,0.61577212800000003,6.246537600000001E-2,0.88298198400000016,0.72697511999999997,0.68666414399999998,0.26604251199999995,0.49492425600000006,0.63165038399999995,0.56174111999999998,0.65649959999999996,0.40138243200000001,0.51436198399999999,0.86030712000000009,0.91040784000000019,0.83824488000000019,0.878523744,0.83730937600000011,0.52353910400000003,0.90888035200000006,0.46846459199999996,0.11489372800000003,0.84218624000000009,0.36778657599999998,0.82708782400000003,0.85346748800000005,0.82490052800000002,0.27427422400000001,0.103680176,0.53006472000000016,0.43290977600000002,0.68043849599999995,8.7631600000000004E-2,0.19584560000000001,0.90444761600000012,0.42277360000000008,0.30965036800000001,5.1994303999999998E-2,0.18016907200000004,0.23095401600000001,0.8126677120000001,0.17636705600000002,0.109279104,0.16407764799999999,0.21498376,7.5038943999999996E-2,7.2464384000000007E-2,0.62367775999999997,0.52884526399999998,0.19669150399999999,8.7658464000000005E-2,8.4934944000000012E-2,0.52001388800000004,0.70811305600000007,0.40653691200000003,0.69053574399999995,0.10369159999999999,0.11112702400000002,1.1367120000000001E-2,5.9595648000000001E-2,6.7780640000000003E-2,0.23505683200000002,0.20116024000000002,0.30237099200000001,0.152018496,0.45630776000000001,0.33261871999999998,0.206667824,0.11639868800000003,0.12917500800000001,0.33377128000000006,0.27647835200000004,0.79066528000000003,0.70194715200000002,0.4690819200000001,0.88211510399999982,0.70407180799999991,6.2702912E-2,0.34516596800000005,0.78537312000000004,0.17766600000000002,0.75808369600000014,0.51502145599999993,0.25127619199999995,0.60125931199999993,0.69476247999999996,0.75351926400000002,0.69008324799999998,0.86877065600000014,0.8931572000000001,0.272389824,0.82884552,0.63384649600000009]
[704,1,0.89263654399999992,0.77477065599999984,0.21144908800000001,0.51261515199999996,0.90935510399999997,0.702659056,0.464465248,0.61729020800000001,6.2376352000000003E-2,0.88293788799999995,0.73051527999999988,0.68645273600000001,0.26601820799999998,0.49490985599999998,0.63226422400000004,0.564929456,0.66254977599999987,0.40127315199999997,0.51438496,0.86185575999999997,0.91058684800000012,0.83903001600000005,0.87919007999999998,0.83736457600000003,0.52554524800000002,0.90888355199999993,0.47037937600000007,0.114583872,0.84322761599999996,0.36868670399999998,0.82739441600000008,0.85294844800000003,0.82542593600000003,0.27421140800000005,0.10365576,0.52815888,0.44390662400000003,0.68115355199999994,8.7619664000000014E-2,0.19555961600000002,0.90424089600000002,0.42712550400000004,0.30822300800000002,5.1997663999999999E-2,0.180182544,0.23086137600000001,0.81197203200000001,0.17616550400000003,0.10973521599999998,0.163460208,0.21412857599999999,7.4738592000000006E-2,7.2425824000000014E-2,0.62339183999999992,0.52891951999999998,0.19655825600000001,8.7015583999999993E-2,8.5161344E-2,0.52031116799999999,0.70806377600000003,0.40609692799999997,0.69927264,0.105326656,0.11114148800000001,1.1374688000000001E-2,5.9598367999999999E-2,6.7792319999999989E-2,0.23468612799999997,0.20084590399999999,0.30200001599999998,0.15164729600000001,0.456412288,0.34069017599999996,0.21362648000000001,0.11615948800000001,0.12949196799999999,0.33259494400000006,0.28425943999999997,0.79292083200000008,0.70752606399999995,0.47034799999999999,0.88168598399999987,0.70336588799999999,6.2640591999999995E-2,0.347045728,0.78636209600000007,0.17762187199999999,0.76564233599999998,0.52334871999999999,0.25123123199999997,0.59916691199999994,0.69774353599999994,0.75470267200000007,0.69571512000000002,0.87022692800000012,0.89444107199999989,0.27263734400000006,0.82842471999999989,0.63381865599999998]
[705,1,0.89259999999999995,0.77459999999999996,0.21328,0.51290999999999998,0.91091,0.70786000000000004,0.46450000000000002,0.61878,6.2280000000000002E-2,0.88290999999999997,0.73385999999999996,0.68638999999999994,0.26597999999999999,0.49490000000000001,0.63283999999999996,0.56803999999999999,0.66822999999999999,0.4012,0.51439999999999997,0.86331000000000002,0.91076000000000001,0.83979000000000004,0.87983999999999996,0.83740000000000003,0.52734999999999999,0.90888000000000002,0.47205000000000003,0.11443,0.84423000000000004,0.36958999999999997,0.82769000000000004,0.85260000000000002,0.82593000000000005,0.27417000000000002,0.10364,0.52629999999999999,0.45484000000000002,0.68189999999999995,8.7599999999999997E-2,0.19524,0.90410000000000001,0.43191000000000002,0.30730000000000002,5.1999999999999998E-2,0.1802,0.23080000000000001,0.8115,0.17599000000000001,0.11019,0.16278999999999999,0.2132,7.4410000000000004E-2,7.2400000000000006E-2,0.62319999999999998,0.52898999999999996,0.19647000000000001,8.6599999999999996E-2,8.5339999999999999E-2,0.52049999999999996,0.70806999999999998,0.40561999999999998,0.70794000000000001,0.10693999999999999,0.11115,1.1390000000000001E-2,5.96E-2,6.7799999999999999E-2,0.23427999999999999,0.20050999999999999,0.30159999999999998,0.15140000000000001,0.45651999999999998,0.34889999999999999,0.22083,0.11600000000000001,0.12970000000000001,0.33133000000000001,0.29220000000000002,0.79525000000000001,0.71299000000000001,0.47144999999999998,0.88139999999999996,0.70289999999999997,6.2570000000000001E-2,0.34908,0.78747,0.17751,0.77275000000000005,0.53154999999999997,0.25119999999999998,0.59714999999999996,0.7006,0.75580999999999998,0.70121,0.87151000000000001,0.89554,0.27279999999999999,0.82813999999999999,0.63380000000000003]
[706,1,0.89257836800000001,0.77450067199999995,0.21486339200000001,0.51324798400000005,0.91240513600000006,0.71274814399999997,0.46452009600000005,0.62024054400000006,6.2177616000000005E-2,0.88289412799999989,0.73703871999999993,0.68644937600000011,0.26593019200000001,0.49489411200000005,0.63338396799999996,0.57108479999999995,0.67359527999999991,0.40115686399999995,0.51440819199999999,0.86468409600000007,0.9109283199999999,0.84052368,0.88047399999999998,0.83742035199999998,0.52899147199999996,0.90886963199999993,0.473520528,0.114435248,0.84519924800000013,0.37049934399999995,0.82797452800000004,0.85239417599999989,0.82641191999999997,0.27414580799999994,0.10363091199999998,0.52448620800000012,0.46571982399999995,0.68267857599999981,8.757384E-2,0.19489246399999999,0.90401603200000002,0.43705695999999994,0.306767136,5.2001408000000006E-2,0.18022200000000002,0.23076403199999998,0.81121942400000002,0.17584072000000001,0.110643488,0.16207630399999998,0.21221099200000001,7.405814400000002E-2,7.2384768000000016E-2,0.62308671999999998,0.52906435200000002,0.19641828799999997,8.6360127999999994E-2,8.5471359999999996E-2,0.52060777599999986,0.70813888000000003,0.40511233599999996,0.71652108799999992,0.10853887999999999,0.11115460799999999,1.1411808000000001E-2,5.9600896E-2,6.7804479999999986E-2,0.23384443199999999,0.20015622399999997,0.30117579199999994,0.15125459200000002,0.45663033599999991,0.35723830400000001,0.22826705600000002,0.115906176,0.12982121600000002,0.32998468800000003,0.30029363199999998,0.79763604799999999,0.71833720000000001,0.47239487999999996,0.88123180800000001,0.7026276159999999,6.2492576000000015E-2,0.35123020800000004,0.788675664,0.17734214399999998,0.77946163200000007,0.53964079999999992,0.25118118399999995,0.59520676800000016,0.70333852799999996,0.7568407359999999,0.70658115199999993,0.87264809600000015,0.89648480000000008,0.27289484800000002,0.82797103999999999,0.63378899199999994]
[707,1,0.89257566399999988,0.77448825599999993,0.21618569600000001,0.51363004800000001,0.91384145600000011,0.71730840000000018,0.464522608,0.62167140800000009,6.2068896000000012E-2,0.88289214400000005,0.74004376000000005,0.6866368639999999,0.26586811199999999,0.494893376,0.63389438400000009,0.57406039999999992,0.67862992,0.40115147200000001,0.51440742399999995,0.86597440000000003,0.9110916,0.84123048,0.88109294400000004,0.83742289600000008,0.53046390399999999,0.90885235200000014,0.47478195200000006,0.11461268800000002,0.84613392000000021,0.37141665599999996,0.82824790400000003,0.85236844800000011,0.82687196799999996,0.27414278400000003,0.10362977600000001,0.52271696000000001,0.476531696,0.68349137600000009,8.7540799999999988E-2,0.19451543999999998,0.904005536,0.44258392000000002,0.30670052800000003,5.2001583999999997E-2,0.18026131200000001,0.23075953600000002,0.81118435200000016,0.175718016,0.11109614400000001,0.16131660799999997,0.21115808000000003,7.3681664000000022E-2,7.2382864000000019E-2,0.62307256,0.52915038400000003,0.19641182399999998,8.6330143999999984E-2,8.5556784000000011E-2,0.52062124799999998,0.70827641600000013,0.40457227200000001,0.7250163839999999,0.11012175999999999,0.111155184,1.1440479999999998E-2,5.9601007999999997E-2,6.7805040000000011E-2,0.233377792,0.19978360000000001,0.30072603199999998,0.15123641600000001,0.45674344000000006,0.36570359999999996,0.23593974400000003,0.115894448,0.12983636800000001,0.32856200000000002,0.30853899199999996,0.80008288000000005,0.72356683200000005,0.47316640000000004,0.88121078399999997,0.70259356800000006,6.2407952000000003E-2,0.35349620799999998,0.78998455999999995,0.17711552,0.78576321600000021,0.54761241599999999,0.25117883199999996,0.593337632,0.7059607200000001,0.75779558399999991,0.7118240480000001,0.87363385599999999,0.89726784000000015,0.272906704,0.82794992000000001,0.63378761600000011]
[708,1,0.89258647999999985,0.77453791999999988,0.21733007999999998,0.51403939200000004,0.91521553600000005,0.72162937599999999,0.46451256000000002,0.62306827200000003,6.1955776000000011E-2,0.88290008000000009,0.74292248000000016,0.6869125920000001,0.26579779199999998,0.49489632,0.63438176000000013,0.57698672000000006,0.68342415999999995,0.40117303999999998,0.51440121599999999,0.86720390400000014,0.91125128000000022,0.84189743999999989,0.88168308799999995,0.83741272000000011,0.53182009600000002,0.90883187200000004,0.47589977600000005,0.114914288,0.84704323200000009,0.37233972800000004,0.8285091200000001,0.85247136000000001,0.82730265600000008,0.27415488000000005,0.10363432,0.52101051199999993,0.48729660800000002,0.68431929599999997,8.7503199999999989E-2,0.19411841600000002,0.90404751999999999,0.44837576000000001,0.30696696000000001,5.2000879999999999E-2,0.18027734400000001,0.23077751999999999,0.81132464000000004,0.17562107199999999,0.11154896,0.160526272,0.21006244800000001,7.328870400000001E-2,7.2390480000000007E-2,0.62312920000000005,0.52925433600000005,0.19643767999999998,8.6450079999999999E-2,8.5596528000000005E-2,0.52056736000000003,0.70849043200000006,0.40401004799999995,0.73340048000000002,0.11169992000000001,0.11115288000000001,1.1473872E-2,5.9600559999999997E-2,6.7802799999999996E-2,0.23289003199999997,0.199398096,0.300258992,0.15130912000000002,0.45685862400000005,0.37427937600000005,0.24382931200000002,0.11594136000000002,0.12977576000000002,0.32709971199999999,0.316924912,0.80256435199999998,0.72866766400000005,0.47381968000000002,0.88129487999999989,0.70272975999999987,6.2318368000000006E-2,0.35584428800000006,0.791362656,0.17684841600000001,0.79174208000000001,0.555491552,0.25118823999999995,0.5915561760000001,0.70845467200000023,0.75866763199999987,0.71696062399999994,0.87451313600000002,0.89793808000000008,0.27285927999999998,0.82803439999999995,0.63379311999999999]
[709,1,0.89259729599999993,0.77458758399999983,0.218454864,0.51445145599999997,0.91652241599999995,0.72588091200000004,0.46450251200000003,0.62442553599999995,6.1842016000000007E-2,0.88290801599999991,0.74576551999999996,0.68719975999999994,0.26572683200000002,0.49489926400000001,0.6348660960000001,0.57990192000000007,0.68815119999999996,0.40119460800000001,0.51439724799999997,0.86841652799999991,0.91141015999999997,0.84250744,0.88222579199999995,0.83740254400000003,0.53316092800000003,0.90881331199999993,0.47699943999999994,0.11525860799999998,0.84794486399999991,0.37326496000000003,0.82875681599999995,0.85257427200000002,0.82769382400000002,0.27416697600000006,0.103638864,0.51938822400000006,0.49806359999999994,0.6851346559999999,8.7465359999999992E-2,0.19371947200000003,0.90408950399999999,0.45421391999999999,0.30723339200000005,5.2000176000000002E-2,0.18020313599999999,0.23079550399999998,0.81146492800000003,0.17554860799999999,0.112003136,0.15973457599999999,0.20896457599999999,7.2894864000000004E-2,7.2398096000000009E-2,0.62318583999999999,0.52938196800000004,0.19646353600000002,8.6570015999999986E-2,8.5590512000000007E-2,0.52051347199999998,0.70878940800000001,0.40344518400000001,0.7416280959999999,0.1132948,0.111150576,1.1507903999999999E-2,5.9600111999999997E-2,6.7800559999999996E-2,0.23240011199999996,0.199011152,0.29979035200000004,0.151381824,0.45697444800000003,0.38293795200000003,0.25190047999999998,0.115988272,0.129715152,0.32565078400000003,0.32543299200000003,0.80503054400000007,0.7336249760000001,0.47445320000000002,0.88137897599999993,0.70286595200000002,6.2228143999999999E-2,0.358206368,0.79274483200000001,0.17657587199999999,0.79756574400000002,0.56333300799999997,0.251197648,0.58987568000000001,0.71081102399999996,0.7594473599999999,0.72203368000000001,0.87537345599999994,0.89858912000000002,0.27281185600000007,0.82811887999999989,0.63379862399999998]
[710,1,0.89259999999999995,0.77459999999999996,0.21965999999999999,0.51485000000000003,0.91776000000000002,0.73016999999999999,0.46450000000000002,0.62573999999999996,6.173E-2,0.88290999999999997,0.74863000000000002,0.68745000000000001,0.26566000000000001,0.49490000000000001,0.63536000000000004,0.58282999999999996,0.69291999999999998,0.4012,0.51439999999999997,0.86963999999999997,0.91156999999999999,0.84304999999999997,0.88270999999999999,0.83740000000000003,0.53454999999999997,0.90880000000000005,0.47815999999999997,0.11559,0.84884999999999999,0.37419000000000002,0.82899,0.85260000000000002,0.82804,0.27417000000000002,0.10364,0.51785999999999999,0.50885999999999998,0.68591999999999997,8.7429999999999994E-2,0.19333,0.90410000000000001,0.45995999999999998,0.30730000000000002,5.1999999999999998E-2,0.18,0.23080000000000001,0.8115,0.17549999999999999,0.11246,0.15895999999999999,0.20788999999999999,7.2510000000000005E-2,7.2400000000000006E-2,0.62319999999999998,0.52954000000000001,0.19647000000000001,8.6599999999999996E-2,8.5540000000000005E-2,0.52049999999999996,0.70918000000000003,0.40289000000000003,0.74966999999999995,0.11491999999999999,0.11115,1.154E-2,5.96E-2,6.7799999999999999E-2,0.23191999999999999,0.19863,0.29932999999999998,0.15140000000000001,0.45709,0.39166000000000001,0.26012999999999997,0.11600000000000001,0.12970000000000001,0.32424999999999998,0.33405000000000001,0.80745,0.73843000000000003,0.47513,0.88139999999999996,0.70289999999999997,6.2140000000000001E-2,0.36054000000000003,0.79408999999999996,0.17632,0.80334000000000005,0.57116999999999996,0.25119999999999998,0.58830000000000005,0.71303000000000005,0.76012999999999997,0.72706999999999999,0.87626999999999999,0.89927999999999997,0.27279999999999999,0.82813999999999999,0.63380000000000003]
[711,1,0.89259999999999995,0.77459999999999996,0.220911936,0.51523483200000009,0.918930896,0.73445955200000013,0.46450000000000002,0.62701233599999995,6.1618880000000008E-2,0.88290999999999997,0.75149627200000002,0.68768030400000002,0.26559571199999998,0.49490000000000006,0.63585921600000006,0.58576255999999993,0.69769244799999997,0.4012,0.51440697599999996,0.87086489600000005,0.91173016000000007,0.843526,0.88313713599999999,0.83740000000000003,0.53596556799999995,0.90879219200000005,0.47935422399999994,0.11591867199999999,0.84975479999999992,0.37511510400000009,0.82920838400000008,0.85259999999999991,0.82834348800000002,0.27416999999999997,0.10364,0.51642670400000001,0.51966355200000003,0.68667559999999994,8.739624E-2,0.19294612799999999,0.90410000000000001,0.46565916799999996,0.30730000000000002,5.2000000000000005E-2,0.17968321600000001,0.23079999999999998,0.81150000000000011,0.17547582399999997,0.11292081600000001,0.158196272,0.20683001599999998,7.2130736000000001E-2,7.240000000000002E-2,0.62319999999999998,0.52973632000000004,0.19647000000000001,8.6599999999999983E-2,8.5448112000000007E-2,0.52049999999999985,0.70966598399999992,0.40234032000000008,0.75753319999999991,0.116571088,0.11114999999999998,1.1571039999999999E-2,5.96E-2,6.7799999999999985E-2,0.231445648,0.19825216000000001,0.29887462399999998,0.15140000000000003,0.45720566400000001,0.40044561599999995,0.26852283199999999,0.11599999999999999,0.12970000000000001,0.32289870399999998,0.34277484800000002,0.809833472,0.74308353599999999,0.47583427200000006,0.88139999999999996,0.70289999999999997,6.2052975999999989E-2,0.36286267200000005,0.795412224,0.176073216,0.80902881600000009,0.57898611200000005,0.25119999999999998,0.58683015999999999,0.71511017600000004,0.76071862400000001,0.73205950400000008,0.87718399999999996,0.89999057599999999,0.27280000000000004,0.82813999999999988,0.63379999999999992]
[712,1,0.89259999999999984,0.77459999999999996,0.22220384000000001,0.51560251200000007,0.92003713599999992,0.73874129600000005,0.46449999999999997,0.62824267200000006,6.1508416000000003E-2,0.88291000000000008,0.75436007999999999,0.68789459200000003,0.26553371199999998,0.49490000000000006,0.63636287999999996,0.58869768,0.70245999999999997,0.4012,0.51441753600000006,0.87208918400000013,0.91189048000000017,0.84393472000000014,0.88350612800000006,0.83740000000000003,0.53740297599999998,0.90879091200000006,0.48057617599999997,0.116249648,0.85065835199999995,0.37603996799999995,0.82941152000000007,0.85260000000000014,0.82860553599999986,0.27417000000000002,0.10364,0.51509763200000003,0.53046212799999992,0.68739689599999998,8.7363920000000012E-2,0.19256705600000004,0.90410000000000001,0.4713198400000001,0.30730000000000002,5.1999999999999998E-2,0.179256464,0.23080000000000001,0.81150000000000011,0.175476512,0.11338688,0.15744203200000001,0.20578276800000003,7.1756304000000007E-2,7.240000000000002E-2,0.62319999999999998,0.52997825599999993,0.19646999999999998,8.6599999999999983E-2,8.5317808000000009E-2,0.52049999999999985,0.71025123200000007,0.40179524800000005,0.76521783999999993,0.1182472,0.11115000000000001,1.1601232000000001E-2,5.96E-2,6.7800000000000013E-2,0.230976192,0.197877056,0.29842355199999998,0.15140000000000001,0.457321584,0.40929089600000002,0.27707787199999995,0.11600000000000001,0.12970000000000001,0.32160483200000001,0.35160371200000007,0.81218323199999998,0.74758462400000014,0.47656592000000009,0.88140000000000007,0.70290000000000008,6.1966847999999998E-2,0.36517980799999999,0.79671457600000006,0.17583385600000004,0.81462464000000001,0.58677491199999998,0.25119999999999998,0.58547529600000014,0.7170400320000001,0.76121531200000014,0.73699950400000014,0.87811153600000003,0.90071656,0.27279999999999999,0.82813999999999999,0.63380000000000003]
[713,1,0.89259999999999984,0.77459999999999996,0.22352574400000003,0.51595787199999998,0.92108497600000017,0.74300448000000019,0.46449999999999997,0.62943500800000007,6.1398592000000002E-2,0.88291000000000008,0.75721556800000001,0.68809744000000006,0.26547315199999999,0.49490000000000006,0.63686958400000004,0.59163272000000011,0.70721075200000005,0.4012,0.514429056,0.87331035200000007,0.91205080000000005,0.84428440000000005,0.88382896000000011,0.83740000000000014,0.53885574400000003,0.90879411200000015,0.48181788799999997,0.11655550399999999,0.8515599840000001,0.37696507200000001,0.829599376,0.85260000000000002,0.82883430400000013,0.27417000000000002,0.10364,0.51382359999999994,0.54124182399999998,0.6880971520000001,8.7332639999999989E-2,0.19219150400000004,0.90410000000000001,0.47695419200000005,0.30730000000000002,5.1999999999999998E-2,0.17875435200000001,0.23080000000000003,0.8115,0.17550312000000001,0.113860384,0.15669555199999999,0.20474576000000003,7.1385952000000003E-2,7.2400000000000006E-2,0.62319999999999998,0.53027651200000003,0.19646999999999998,8.660000000000001E-2,8.5154864000000011E-2,0.52050000000000007,0.71093711999999998,0.40125361600000009,0.77272535999999992,0.119947392,0.11115000000000001,1.1630784000000002E-2,5.9600000000000014E-2,6.7799999999999999E-2,0.23051049600000001,0.19750419200000002,0.29797568000000002,0.15140000000000001,0.45743766400000002,0.41819177600000007,0.28579371200000003,0.11600000000000002,0.12970000000000001,0.32035440000000004,0.36053281599999998,0.81450267200000004,0.75194283199999989,0.47731732800000004,0.88139999999999985,0.70289999999999997,6.1881359999999996E-2,0.36749494399999999,0.79800084800000015,0.17559993600000001,0.82011806399999998,0.59452939199999999,0.25119999999999998,0.58418027200000011,0.71889068800000011,0.76162912000000016,0.74188702400000017,0.879046832,0.90145214400000018,0.27279999999999999,0.82813999999999999,0.63380000000000003]
[714,1,0.89259999999999984,0.77459999999999984,0.22485276800000001,0.51631147200000005,0.92208337600000001,0.74722270400000013,0.46450000000000002,0.63059574400000007,6.1289168000000005E-2,0.88290999999999997,0.76004841599999995,0.68830028800000009,0.265412272,0.49490000000000006,0.63737596800000007,0.59456144,0.71191646399999997,0.4012,0.51443737599999995,0.87452192000000006,0.91221072000000003,0.84458912000000008,0.88412539200000007,0.83740000000000003,0.54030795200000004,0.90879795200000002,0.48305976,0.11680184,0.85245761600000003,0.37789153600000003,0.82977219200000008,0.85260000000000002,0.82904235200000009,0.27417000000000008,0.10364,0.51252748799999992,0.55198296000000013,0.68879988800000003,8.7301519999999994E-2,0.19181643200000004,0.90410000000000001,0.48259462400000003,0.30730000000000002,5.1999999999999998E-2,0.17823208000000001,0.23080000000000001,0.8115,0.17555716799999999,0.11434396799999999,0.15595243199999997,0.203712752,7.10176E-2,7.2400000000000006E-2,0.62319999999999998,0.53064348799999994,0.19647000000000001,8.6599999999999996E-2,8.4966720000000009E-2,0.52049999999999996,0.71172332799999993,0.40071246400000005,0.78006160000000002,0.12166886400000002,0.11115000000000001,1.1660256000000001E-2,5.96E-2,6.7799999999999985E-2,0.23004568,0.19713212799999999,0.29752836800000004,0.15140000000000001,0.457553824,0.42714601599999996,0.29467147199999999,0.11599999999999999,0.12969999999999998,0.319119088,0.36955951999999997,0.81679995200000011,0.7561739999999999,0.47806921600000002,0.88139999999999996,0.70289999999999997,6.1795872000000002E-2,0.36981663999999992,0.79928071999999994,0.17536633600000001,0.8254846079999999,0.60223731200000008,0.25119999999999998,0.58286004800000002,0.72077094400000008,0.76197356800000005,0.74671526399999999,0.87997580799999997,0.90218284800000004,0.27280000000000004,0.82813999999999988,0.63379999999999992]
[715,1,0.89259999999999995,0.77459999999999996,0.22617000000000001,0.51666999999999996,0.92303999999999997,0.75138000000000005,0.46450000000000002,0.63173000000000001,6.1179999999999998E-2,0.88290999999999997,0.76285000000000003,0.68850999999999996,0.26534999999999997,0.49490000000000001,0.63788,0.59748000000000001,0.71655999999999997,0.4012,0.51444000000000001,0.87572000000000005,0.91237000000000001,0.84486000000000006,0.88441000000000003,0.83740000000000003,0.54174999999999995,0.90880000000000005,0.48429,0.11697,0.85335000000000005,0.37881999999999999,0.82992999999999995,0.85260000000000002,0.82923999999999998,0.27417000000000002,0.10364,0.51115999999999995,0.56267,0.68952000000000002,8.727E-2,0.19144,0.90410000000000001,0.48826000000000003,0.30730000000000002,5.1999999999999998E-2,0.17773,0.23080000000000001,0.8115,0.17563999999999999,0.11484,0.15520999999999999,0.20268,7.0650000000000004E-2,7.2400000000000006E-2,0.62319999999999998,0.53108999999999995,0.19647000000000001,8.6599999999999996E-2,8.4760000000000002E-2,0.52049999999999996,0.71260999999999997,0.40017000000000003,0.78722999999999999,0.12341000000000001,0.11115,1.1690000000000001E-2,5.96E-2,6.7799999999999999E-2,0.22958000000000001,0.19675999999999999,0.29708000000000001,0.15140000000000001,0.45767000000000002,0.43614999999999998,0.30370999999999998,0.11600000000000001,0.12970000000000001,0.31788,0.37868000000000002,0.81908000000000003,0.76029000000000002,0.47881000000000001,0.88139999999999996,0.70289999999999997,6.1710000000000001E-2,0.37214999999999998,0.80056000000000005,0.17513000000000001,0.83070999999999995,0.60989000000000004,0.25119999999999998,0.58145999999999998,0.72275,0.76226000000000005,0.75148000000000004,0.88088999999999995,0.90290000000000004,0.27279999999999999,0.82813999999999999,0.63380000000000003]
[716,1,0.89259999999999995,0.77459999999999996,0.22748739199999998,0.51703014400000002,0.92395846399999981,0.75548656000000003,0.46450000000000002,0.63283926400000012,6.1071296000000004E-2,0.88290999999999997,0.76562585599999999,0.68872200000000006,0.26528686400000001,0.49490000000000006,0.63838292800000007,0.60039057600000001,0.7211515839999999,0.4012,0.51443737600000006,0.87690732800000004,0.91252881600000013,0.84509937600000018,0.88468195199999999,0.83740000000000003,0.54318809599999995,0.90880102399999996,0.48551625599999998,0.11705656,0.85423819200000006,0.37975003200000002,0.83007236799999995,0.85259999999999991,0.82943091199999996,0.27416999999999997,0.10364,0.50972694399999985,0.57329768000000014,0.69025335999999993,8.7238367999999997E-2,0.19106334400000002,0.90410000000000001,0.49393545600000005,0.30730000000000002,5.2000000000000005E-2,0.17724814399999997,0.23079999999999998,0.81150000000000011,0.17575227199999999,0.115350144,0.15447004799999997,0.20164998399999998,7.0284096000000004E-2,7.240000000000002E-2,0.62319999999999998,0.53162233600000008,0.19647000000000001,8.6599999999999983E-2,8.4538831999999994E-2,0.52049999999999985,0.71359870400000003,0.39962742400000006,0.7942274239999999,0.125172224,0.11114999999999998,1.1719775999999999E-2,5.96E-2,6.7799999999999985E-2,0.22911463999999998,0.19638848,0.29663156800000001,0.15140000000000003,0.45778612800000001,0.44519686400000003,0.31290289599999999,0.11599999999999999,0.12970000000000001,0.31664425600000001,0.38788793599999999,0.82133977599999997,0.7642907040000001,0.47954752000000006,0.88139999999999996,0.70289999999999997,6.1624015999999997E-2,0.37449169599999999,0.80183472,0.17489305600000002,0.83580536000000005,0.61748776000000016,0.25119999999999998,0.57998523200000007,0.724821728,0.76249310399999992,0.75618345600000003,0.88179487999999984,0.90360939200000001,0.27280000000000004,0.82813999999999988,0.63379999999999992]
[717,1,0.89259999999999984,0.77459999999999996,0.22880990400000004,0.51739011200000007,0.92484313600000001,0.75954744000000007,0.46449999999999997,0.63392580800000009,6.0963232000000006E-2,0.88291000000000008,0.76837868799999998,0.68893400000000005,0.265223072,0.49490000000000006,0.63888534400000008,0.60329416000000002,0.72569587199999996,0.4012,0.51442905600000011,0.87808539200000024,0.9126872800000001,0.84531136000000007,0.8849405600000001,0.83740000000000003,0.54462534399999996,0.90880115200000022,0.48674228799999997,0.11704606400000002,0.85512286400000015,0.38068147199999997,0.83019897600000003,0.85260000000000014,0.82962006399999999,0.27417000000000002,0.10364,0.50822232000000001,0.58385910399999996,0.69099947200000011,8.7206800000000001E-2,0.19068702400000001,0.90410000000000001,0.49961291200000008,0.30730000000000002,5.1999999999999998E-2,0.17678875199999999,0.23080000000000001,0.81150000000000011,0.17589472000000003,0.11587622399999999,0.153733552,0.20062392000000001,6.9920432000000005E-2,7.240000000000002E-2,0.62319999999999998,0.53224619200000001,0.19646999999999998,8.6599999999999983E-2,8.4307824000000017E-2,0.52049999999999985,0.71468984000000002,0.39908537599999999,0.80105231999999993,0.12695635199999999,0.11115000000000001,1.1749424E-2,5.96E-2,6.7800000000000013E-2,0.22865025600000002,0.196017952,0.29618359999999999,0.15140000000000001,0.45790214400000001,0.45428033600000001,0.32224427200000005,0.11600000000000001,0.12970000000000001,0.31541648,0.39717729600000007,0.8235778720000001,0.76817627200000016,0.48028580800000009,0.88140000000000007,0.70290000000000008,6.1538080000000002E-2,0.37684014400000004,0.80310284799999998,0.17465657600000001,0.84077686399999996,0.625029312,0.25119999999999998,0.57842819200000006,0.72699740800000012,0.76267887999999995,0.76082662400000012,0.8826931520000002,0.90431390400000011,0.27279999999999999,0.82813999999999999,0.63380000000000003]
[718,1,0.89259999999999984,0.77459999999999996,0.23013769599999997,0.51775183999999996,0.92570124800000009,0.76356207999999992,0.46449999999999997,0.63499355200000007,6.0855568000000006E-2,0.88291000000000008,0.77110856000000005,0.68914600000000015,0.26515879999999997,0.49490000000000006,0.63938728,0.60619046399999998,0.73019319999999999,0.4012,0.51441753599999995,0.87925385600000017,0.91284534400000006,0.84550510400000001,0.88519996800000011,0.83740000000000014,0.54606155199999995,0.90880064000000005,0.48796816000000004,0.11699588800000001,0.85600353600000001,0.38161395200000003,0.83030942399999996,0.85260000000000002,0.82981633600000004,0.27417000000000002,0.10364,0.50666537599999995,0.59434468800000007,0.69175590399999998,8.7175072000000006E-2,0.190311024,0.90410000000000001,0.50529068799999999,0.30730000000000002,5.1999999999999998E-2,0.17638151999999999,0.23080000000000003,0.8115,0.17606892800000004,0.11642022400000002,0.153000096,0.19960185600000002,6.9558768000000007E-2,7.2400000000000006E-2,0.62319999999999998,0.53297252800000006,0.19646999999999998,8.660000000000001E-2,8.4073215999999992E-2,0.52050000000000007,0.71588465599999995,0.39854364800000003,0.80770529600000007,0.1287624,0.11115000000000001,1.1779152000000001E-2,5.9600000000000014E-2,6.7799999999999999E-2,0.22818659200000002,0.19564822400000001,0.29573587200000007,0.15140000000000001,0.45801808000000011,0.46339444799999996,0.33172932799999999,0.11600000000000002,0.12970000000000001,0.31418478400000005,0.40654185600000003,0.82579412800000007,0.77195848000000011,0.48102441600000007,0.88139999999999985,0.70289999999999997,6.1452144000000007E-2,0.37919483199999998,0.80436457600000011,0.17442057599999999,0.84562564800000006,0.63251102399999992,0.25119999999999998,0.57680995199999996,0.729241888,0.76282761599999993,0.76540907200000019,0.88358494400000009,0.90501369600000015,0.27279999999999999,0.82813999999999999,0.63380000000000003]
[719,1,0.89259999999999984,0.77459999999999984,0.23147100800000001,0.51811796799999987,0.92654104000000015,0.76752975999999995,0.46450000000000002,0.63604689600000008,6.0747904000000005E-2,0.88290999999999997,0.77381563200000003,0.68935800000000003,0.26509436799999997,0.49490000000000006,0.63988881600000003,0.60907916799999995,0.73464444799999995,0.4012,0.51440697599999985,0.88041216,0.91300292800000005,0.84569140799999998,0.88547921600000001,0.83740000000000003,0.54749648000000006,0.90880012799999998,0.489194032,0.116998352,0.85687940800000006,0.38254691200000002,0.83040323199999999,0.85260000000000002,0.83002988799999999,0.27417000000000008,0.10364,0.505093232,0.60474467200000004,0.69251729600000012,8.7142864E-2,0.18993534400000003,0.90410000000000001,0.51096694399999998,0.30730000000000002,5.1999999999999998E-2,0.176063888,0.23080000000000001,0.8115,0.176276816,0.11698414399999998,0.15226903999999999,0.19858387200000002,6.9198704E-2,7.2400000000000006E-2,0.62319999999999998,0.53381398400000013,0.19647000000000001,8.6599999999999996E-2,8.3841808000000004E-2,0.52049999999999996,0.71718467200000002,0.39800192000000001,0.81418747200000008,0.13059028799999997,0.11115000000000001,1.1809279999999998E-2,5.96E-2,6.7799999999999985E-2,0.22772324800000002,0.19527897599999999,0.29528806400000002,0.15140000000000001,0.45813401600000003,0.47253303999999996,0.34135310399999996,0.11599999999999999,0.12969999999999998,0.31293252799999999,0.415974976,0.82798822400000005,0.77565300800000014,0.48176262400000003,0.88139999999999996,0.70289999999999997,6.1366128000000006E-2,0.38155496,0.805620224,0.17418505599999998,0.85035291200000007,0.63992905599999983,0.25119999999999998,0.5751716320000001,0.73149004800000006,0.76295107200000001,0.76993031999999995,0.88447049599999994,0.90570900799999987,0.27280000000000004,0.82813999999999988,0.63379999999999992]
[720,1,0.89259999999999995,0.77459999999999996,0.23280999999999999,0.51849000000000001,0.92737000000000003,0.77144999999999997,0.46450000000000002,0.63709000000000005,6.0639999999999999E-2,0.88290999999999997,0.77649999999999997,0.68957000000000002,0.26502999999999999,0.49490000000000001,0.64039000000000001,0.61195999999999995,0.73904999999999998,0.4012,0.51439999999999997,0.88156000000000001,0.91315999999999997,0.84587999999999997,0.88578999999999997,0.83740000000000003,0.54893000000000003,0.90880000000000005,0.49042000000000002,0.11711000000000001,0.85775000000000001,0.38347999999999999,0.83048,0.85260000000000002,0.83026999999999995,0.27417000000000002,0.10364,0.50353000000000003,0.61504999999999999,0.69328000000000001,8.7110000000000007E-2,0.18956000000000001,0.90410000000000001,0.51663999999999999,0.30730000000000002,5.1999999999999998E-2,0.17585999999999999,0.23080000000000001,0.8115,0.17652000000000001,0.11756999999999999,0.15154000000000001,0.19757,6.8839999999999998E-2,7.2400000000000006E-2,0.62319999999999998,0.53478000000000003,0.19647000000000001,8.6599999999999996E-2,8.362E-2,0.52049999999999996,0.71858999999999995,0.39745999999999998,0.82050000000000001,0.13244,0.11115,1.184E-2,5.96E-2,6.7799999999999999E-2,0.22725999999999999,0.19491,0.29483999999999999,0.15140000000000001,0.45824999999999999,0.48169000000000001,0.35110999999999998,0.11600000000000001,0.12970000000000001,0.31164999999999998,0.42547000000000001,0.83016000000000001,0.77927000000000002,0.48249999999999998,0.88139999999999996,0.70289999999999997,6.1280000000000001E-2,0.38391999999999998,0.80686999999999998,0.17394999999999999,0.85496000000000005,0.64727999999999997,0.25119999999999998,0.57354000000000005,0.73370000000000002,0.76305999999999996,0.77439000000000002,0.88534999999999997,0.90639999999999998,0.27279999999999999,0.82813999999999999,0.63380000000000003]
[721,1,0.89259999999999995,0.77459999999999996,0.23415465600000002,0.51886792000000004,0.92818939200000006,0.77532271999999991,0.46450000000000002,0.63812428799999998,6.0531904000000004E-2,0.88290999999999997,0.77916160000000012,0.68978200000000012,0.26496563199999995,0.49490000000000006,0.64089081599999997,0.61483278399999985,0.74340932799999992,0.4012,0.51439609600000002,0.88269747199999993,0.91331659200000004,0.84607163200000002,0.88613163199999989,0.83740000000000003,0.55036206399999998,0.90879999999999994,0.49164599999999997,0.11731740800000001,0.85861542400000002,0.38441326399999992,0.83054136000000001,0.85259999999999991,0.83053520000000003,0.27416999999999997,0.10364,0.50196800000000008,0.62525294399999998,0.69404542400000002,8.7076496000000017E-2,0.18918497600000003,0.90410000000000001,0.52230846399999997,0.30730000000000002,5.2000000000000005E-2,0.175773296,0.23079999999999998,0.81150000000000011,0.17679521599999998,0.11817636799999999,0.150813008,0.19656022400000001,6.8482687999999986E-2,7.240000000000002E-2,0.62319999999999998,0.53587547199999996,0.19647000000000001,8.6599999999999983E-2,8.3407983999999991E-2,0.52049999999999985,0.72010009599999991,0.39691791999999998,0.82664372800000008,0.13431172800000002,0.11114999999999998,1.187128E-2,5.96E-2,6.7799999999999985E-2,0.22679686399999999,0.19454132800000001,0.29439169599999992,0.15140000000000003,0.45836598399999995,0.490859504,0.360993648,0.11599999999999999,0.12970000000000001,0.31033753599999997,0.43502064000000007,0.83230958399999999,0.78281028799999997,0.483236624,0.88139999999999996,0.70289999999999997,6.1193775999999998E-2,0.38628995199999999,0.80811387199999996,0.17371542399999998,0.85944832000000004,0.65456118399999996,0.25119999999999998,0.57190625600000011,0.73588387200000016,0.76315732799999991,0.77878798400000027,0.88622342399999998,0.90708667199999993,0.27280000000000004,0.82813999999999988,0.63379999999999992]
[722,1,0.89259999999999984,0.77459999999999996,0.23550497599999998,0.51925240000000006,0.92899636800000018,0.77914775999999997,0.46449999999999997,0.63914931199999991,6.0423568000000004E-2,0.88291000000000008,0.78180039999999995,0.68999400000000011,0.26490119999999995,0.49490000000000006,0.64139128000000001,0.61769734399999998,0.74772223999999998,0.4012,0.51439545600000003,0.88382449600000013,0.91347270400000002,0.84626134399999997,0.88650572799999994,0.83740000000000003,0.55179251200000012,0.90880000000000016,0.49287200000000003,0.11762204800000001,0.859475616,0.38534667199999995,0.83059078400000008,0.85260000000000014,0.83081585600000007,0.27417000000000002,0.10364,0.50040481600000009,0.63534604799999994,0.69481446400000002,8.7042272000000018E-2,0.188810224,0.90410000000000001,0.52797084800000005,0.30730000000000002,5.1999999999999998E-2,0.17581176000000001,0.23080000000000001,0.81150000000000011,0.17709508800000001,0.11879838400000001,0.15008793600000001,0.19555457600000001,6.8126688000000005E-2,7.240000000000002E-2,0.62319999999999998,0.53710660799999987,0.19646999999999998,8.6599999999999983E-2,8.3200895999999996E-2,0.52049999999999985,0.72171577600000003,0.39637564799999997,0.83261977600000003,0.13620568000000002,0.11115000000000001,1.1903152E-2,5.96E-2,6.7800000000000013E-2,0.22633371200000005,0.19417294400000001,0.29394307199999997,0.15140000000000001,0.4584819200000001,0.50003572800000007,0.37099748799999999,0.11600000000000001,0.12970000000000001,0.30899150400000008,0.44462049600000003,0.83443700799999998,0.78627672000000004,0.48397241600000002,0.88140000000000007,0.70290000000000008,6.1107424E-2,0.38866467200000004,0.80935185600000015,0.17348137600000002,0.8638192480000001,0.66176990400000002,0.25119999999999998,0.57026731200000003,0.73804396800000005,0.76324113599999999,0.78312419200000016,0.88709070400000001,0.90776905600000002,0.27279999999999999,0.82813999999999999,0.63380000000000003]
[723,1,0.89259999999999984,0.77459999999999996,0.236860976,0.51964048000000007,0.92981046400000023,0.78292536000000001,0.46449999999999997,0.64017513599999998,6.0315232000000017E-2,0.88291000000000008,0.7844163999999999,0.6902060000000001,0.26483692800000008,0.49490000000000006,0.64189134399999992,0.62055350399999998,0.75198763199999996,0.4012,0.51439705599999996,0.88494168000000006,0.91362849600000007,0.84647609599999996,0.88690238399999999,0.83740000000000014,0.55322184000000008,0.90880000000000016,0.49409799999999998,0.117990848,0.86033100799999995,0.38628039999999997,0.83062244799999996,0.85260000000000002,0.83114563200000002,0.27417000000000002,0.10364,0.49884483200000007,0.64532155199999985,0.69558414400000002,8.7007728000000034E-2,0.18843595200000005,0.90410000000000001,0.53362595199999996,0.30730000000000002,5.1999999999999998E-2,0.17595662400000001,0.23080000000000003,0.8115,0.17743327999999997,0.11944847999999997,0.149365264,0.19455284800000003,6.7772288E-2,7.2400000000000006E-2,0.62319999999999998,0.53847142399999992,0.19646999999999998,8.660000000000001E-2,8.3020207999999998E-2,0.52050000000000007,0.72342865599999995,0.39583337599999996,0.8384298240000001,0.13812179200000002,0.11115000000000001,1.1935424E-2,5.9600000000000014E-2,6.7799999999999999E-2,0.22587104,0.19380487999999998,0.29349452800000003,0.15140000000000001,0.45859785600000008,0.50921227200000008,0.38111380799999994,0.11600000000000002,0.12970000000000001,0.30762763200000004,0.45426219200000012,0.83654259199999992,0.78966283200000009,0.48470780800000002,0.88139999999999985,0.70289999999999997,6.1021152000000002E-2,0.39104435200000004,0.81058392000000001,0.17324764799999998,0.8680748960000001,0.66890390399999999,0.25119999999999998,0.56862924800000003,0.74017958400000006,0.76333662400000002,0.78739840000000016,0.88795222400000007,0.90844712000000016,0.27279999999999999,0.82813999999999999,0.63380000000000003]
[724,1,0.89259999999999984,0.77459999999999984,0.23822265600000003,0.52002736000000005,0.93066000000000004,0.78665600000000002,0.46450000000000002,0.64121600000000001,6.0207296E-2,0.88290999999999997,0.78700959999999986,0.69041799999999998,0.26477313599999996,0.49490000000000006,0.64239092799999997,0.62340110400000004,0.75620390400000004,0.4012,0.51439897599999984,0.88604998400000001,0.91378420800000004,0.84675540799999993,0.88730464000000009,0.83740000000000003,0.55465084799999997,0.90879999999999994,0.49532400000000004,0.118366768,0.86118232000000006,0.38721476799999999,0.83062683199999998,0.85260000000000002,0.831575328,0.27417000000000008,0.10364,0.49729228800000008,0.65517185599999994,0.69635022400000002,8.6973504000000007E-2,0.18806248,0.90410000000000001,0.53927273599999992,0.30730000000000002,5.1999999999999998E-2,0.17617380800000004,0.23080000000000001,0.8115,0.17783179200000002,0.12014601600000001,0.148645792,0.19355472000000001,6.7419967999999997E-2,7.2400000000000006E-2,0.62319999999999998,0.53996351999999992,0.19647000000000001,8.6599999999999996E-2,8.289784E-2,0.52049999999999996,0.72522609599999999,0.395291424,0.84407587199999989,0.14005990400000001,0.11115000000000001,1.1967776000000001E-2,5.96E-2,6.7799999999999985E-2,0.22540964800000002,0.193437216,0.29304670399999999,0.15140000000000001,0.45871387199999997,0.51838249599999997,0.391334128,0.11599999999999999,0.12969999999999998,0.30627168000000005,0.46393788800000002,0.83862681600000011,0.79295662400000011,0.48544351999999996,0.88139999999999996,0.70289999999999997,6.0935280000000001E-2,0.39342939200000004,0.81180998400000004,0.17301391999999999,0.87221774399999996,0.6759612639999999,0.25119999999999998,0.56699870399999996,0.74229424000000011,0.76347963200000002,0.79161036799999995,0.88880854400000009,0.90912078399999996,0.27280000000000004,0.82813999999999988,0.63379999999999992]
[725,1,0.89259999999999995,0.77459999999999996,0.23959,0.52041000000000004,0.93156000000000005,0.79034000000000004,0.46450000000000002,0.64227999999999996,6.0100000000000001E-2,0.88290999999999997,0.78957999999999995,0.69062999999999997,0.26471,0.49490000000000001,0.64288999999999996,0.62624000000000002,0.76036999999999999,0.4012,0.51439999999999997,0.88714999999999999,0.91393999999999997,0.84711999999999998,0.88770000000000004,0.83740000000000003,0.55608000000000002,0.90880000000000005,0.49654999999999999,0.11871,0.86202999999999996,0.38815,0.8306,0.85260000000000002,0.83213000000000004,0.27417000000000002,0.10364,0.49575000000000002,0.66488999999999998,0.69711000000000001,8.6940000000000003E-2,0.18769,0.90410000000000001,0.54491000000000001,0.30730000000000002,5.1999999999999998E-2,0.17644000000000001,0.23080000000000001,0.8115,0.17829999999999999,0.12089999999999999,0.14793000000000001,0.19256000000000001,6.7070000000000005E-2,7.2400000000000006E-2,0.62319999999999998,0.54157999999999995,0.19647000000000001,8.6599999999999996E-2,8.2849999999999993E-2,0.52049999999999996,0.72709999999999997,0.39474999999999999,0.84955999999999998,0.14202000000000001,0.11115,1.2E-2,5.96E-2,6.7799999999999999E-2,0.22495000000000001,0.19306999999999999,0.29260000000000003,0.15140000000000001,0.45883000000000002,0.52754000000000001,0.40165000000000001,0.11600000000000001,0.12970000000000001,0.30493999999999999,0.47364000000000001,0.84069000000000005,0.79615000000000002,0.48618,0.88139999999999996,0.70289999999999997,6.0850000000000001E-2,0.39582000000000001,0.81303000000000003,0.17277999999999999,0.87624999999999997,0.68293999999999999,0.25119999999999998,0.56537999999999999,0.74439,0.76368999999999998,0.79576000000000002,0.88966000000000001,0.90978999999999999,0.27279999999999999,0.82813999999999999,0.63380000000000003]
[726,1,0.89259999999999995,0.77459999999999996,0.24096299199999996,0.52078888000000001,0.93250916799999994,0.79397728000000001,0.46450000000000002,0.64336707199999998,5.9993296000000008E-2,0.88290999999999997,0.79212761600000003,0.69084198399999985,0.26464750400000003,0.49490000000000006,0.64338857599999988,0.62907001600000012,0.76448587199999996,0.4012,0.51440051200000003,0.88824168000000014,0.91409583999999988,0.84756752000000002,0.88808955200000006,0.83740000000000003,0.55750920000000004,0.90879999999999994,0.497776,0.119027456,0.86287395200000006,0.38908603200000003,0.83054395200000009,0.85259999999999991,0.83280451200000005,0.27416999999999997,0.10364,0.4942197920000001,0.67446990400000006,0.69786345599999999,8.690713600000001E-2,0.187318496,0.90410000000000001,0.55053630399999998,0.30730000000000002,5.2000000000000005E-2,0.17676396800000002,0.23079999999999998,0.81150000000000011,0.17883372799999997,0.12170769599999998,0.14721779200000001,0.19156872,6.6722320000000016E-2,7.240000000000002E-2,0.62319999999999998,0.543328704,0.19647000000000001,8.6599999999999983E-2,8.2874143999999983E-2,0.52049999999999985,0.72905576000000005,0.39420905599999995,0.85488409599999993,0.14400224000000003,0.11114999999999998,1.2032128000000003E-2,5.96E-2,6.7799999999999985E-2,0.22449201600000002,0.19270321599999998,0.29215435200000006,0.15140000000000003,0.45894624000000001,0.53667900800000001,0.41205364799999994,0.11599999999999999,0.12970000000000001,0.30362985600000003,0.48336169600000001,0.84273219200000005,0.79924647999999998,0.48691715199999996,0.88139999999999996,0.70289999999999997,6.0765279999999998E-2,0.39821599999999996,0.81424398399999998,0.172545904,0.88017331199999993,0.68983785600000003,0.25119999999999998,0.56377500800000013,0.74646291199999992,0.76396713599999999,0.79984732799999991,0.89050659200000004,0.9104547999999999,0.27280000000000004,0.82813999999999988,0.63379999999999992]
[727,1,0.89259999999999984,0.77459999999999996,0.24234161600000004,0.52116368000000013,0.93351638400000003,0.79756784000000014,0.46449999999999997,0.64448137599999988,5.9887232000000006E-2,0.88291000000000008,0.79465247999999999,0.6910539200000001,0.26458572800000002,0.49490000000000006,0.64388662399999985,0.63189094400000001,0.76855123199999997,0.4012,0.514400576,0.88932520000000015,0.914251696,0.84811017600000005,0.88847414400000002,0.83740000000000003,0.55893856000000008,0.90880000000000016,0.49900200000000006,0.11932332800000001,0.86371420799999998,0.3900228,0.83045548800000002,0.85260000000000014,0.83361499200000011,0.27417000000000002,0.10364,0.49270403200000007,0.68390579200000001,0.69860990399999989,8.6874928000000018E-2,0.18694803200000001,0.90410000000000001,0.55615035199999996,0.30730000000000002,5.1999999999999998E-2,0.17715526400000001,0.23080000000000001,0.81150000000000011,0.17944039999999997,0.12257536000000002,0.146509264,0.19058084800000002,6.6377008000000001E-2,7.240000000000002E-2,0.62319999999999998,0.54521870399999994,0.19646999999999998,8.6599999999999983E-2,8.2980367999999999E-2,0.52049999999999985,0.73110169599999997,0.39366857599999999,0.86005014400000002,0.14600667200000003,0.11115000000000001,1.2064144000000001E-2,5.96E-2,6.7800000000000013E-2,0.22403584000000001,0.19233688000000002,0.29170980800000007,0.15140000000000001,0.45906265600000001,0.545793792,0.42253700799999994,0.11600000000000001,0.12970000000000001,0.30234275200000005,0.49309603200000007,0.84475355200000002,0.8022498720000002,0.48765500800000006,0.88140000000000007,0.70290000000000008,6.0681152000000009E-2,0.400617312,0.81545192,0.172311568,0.88398953600000008,0.69665278400000008,0.25119999999999998,0.56218660800000009,0.7485098240000001,0.76432198400000007,0.80387232000000008,0.89134846400000001,0.91111520000000012,0.27279999999999999,0.82813999999999999,0.63380000000000003]
[728,1,0.89259999999999984,0.77459999999999996,0.24372576000000001,0.52153568000000006,0.93453936000000004,0.80111176000000006,0.46449999999999997,0.64560624000000011,5.9781568000000007E-2,0.88291000000000008,0.79715454399999996,0.69126585600000012,0.264524272,0.49490000000000006,0.64438435199999999,0.63470283199999999,0.77256651200000004,0.4012,0.51440032000000002,0.89040000000000008,0.91440763200000008,0.84868747200000005,0.88884113600000003,0.83740000000000014,0.56036744000000005,0.90880000000000016,0.50022800000000001,0.11957048000000001,0.86455054400000009,0.39096052800000003,0.83035750400000008,0.85260000000000002,0.83447115199999999,0.27417000000000002,0.10364,0.49119843200000007,0.69319248,0.69935115199999998,8.6843200000000009E-2,0.18657836800000005,0.90410000000000001,0.56175032000000003,0.30730000000000002,5.1999999999999998E-2,0.17759024000000004,0.23080000000000003,0.8115,0.18006915200000001,0.12346438400000001,0.14580393600000002,0.18959657600000002,6.6033616000000003E-2,7.2400000000000006E-2,0.62319999999999998,0.54724542399999998,0.19646999999999998,8.660000000000001E-2,8.311547200000001E-2,0.52050000000000007,0.73322707200000004,0.39312857600000001,0.86506099200000008,0.14803390400000002,0.11115000000000001,1.2096080000000002E-2,5.9600000000000014E-2,6.7799999999999999E-2,0.22358078400000003,0.19197094399999998,0.29126614400000006,0.15140000000000001,0.45917899200000001,0.55487809600000015,0.43309076800000001,0.11600000000000002,0.12970000000000001,0.30107252800000001,0.50283556799999996,0.84675387200000007,0.8051519840000001,0.48839334400000006,0.88139999999999985,0.70289999999999997,6.0597424000000011E-2,0.403023664,0.81665385600000007,0.17207723200000002,0.88770015999999996,0.703382752,0.25119999999999998,0.56060908799999998,0.75053529600000002,0.76470771200000009,0.80783555200000001,0.89218513599999993,0.91177120000000011,0.27279999999999999,0.82813999999999999,0.63380000000000003]
[729,1,0.89259999999999984,0.77459999999999984,0.24511526399999997,0.52190727999999997,0.93551089600000004,0.80460911999999996,0.46450000000000002,0.64671462400000002,5.9675903999999995E-2,0.88290999999999997,0.79963372799999999,0.69147787199999999,0.26446249599999999,0.49490000000000006,0.64488207999999991,0.63750583999999988,0.77653259199999991,0.4012,0.51440006399999993,0.89146512,0.91456372799999996,0.84920356799999996,0.88917332800000004,0.83740000000000003,0.56179480000000004,0.90879999999999994,0.50145400000000007,0.119732992,0.86538256000000002,0.39189953599999999,0.83028520000000006,0.85260000000000002,0.8352315520000001,0.27417000000000008,0.10364,0.48969539199999995,0.70232532800000003,0.70009047999999996,8.6811632E-2,0.18620910399999999,0.90410000000000001,0.56733412799999994,0.30730000000000002,5.1999999999999998E-2,0.178034256,0.23080000000000001,0.8115,0.18064158399999999,0.12431476800000001,0.145101008,0.188616224,6.5691424000000012E-2,7.2400000000000006E-2,0.62319999999999998,0.54939966399999995,0.19647000000000001,8.6599999999999996E-2,8.3195696E-2,0.52049999999999996,0.7354148479999999,0.39258905599999999,0.86991992000000007,0.15008481600000001,0.11115000000000001,1.2128016E-2,5.96E-2,6.7799999999999985E-2,0.22312572800000002,0.19160532800000002,0.29082296000000002,0.15140000000000001,0.45929484799999998,0.56392552000000007,0.44370500799999996,0.11599999999999999,0.12969999999999998,0.29980742399999999,0.51257270399999999,0.84873275199999998,0.80794065600000009,0.48913176000000003,0.88139999999999996,0.70289999999999997,6.0513775999999998E-2,0.405434656,0.81784987200000003,0.17184329600000001,0.89130646399999991,0.71002576000000006,0.25119999999999998,0.55903236799999989,0.75254700800000007,0.76504904000000007,0.81173790400000001,0.89301580800000002,0.91242279999999998,0.27280000000000004,0.82813999999999988,0.63379999999999992]
[730,1,0.89259999999999995,0.77459999999999996,0.24651000000000001,0.52227999999999997,0.93638999999999994,0.80806,0.46450000000000002,0.64778999999999998,5.9569999999999998E-2,0.88290999999999997,0.80208999999999997,0.69169000000000003,0.26440000000000002,0.49490000000000001,0.64537999999999995,0.64029999999999998,0.78044999999999998,0.4012,0.51439999999999997,0.89251999999999998,0.91471999999999998,0.84960000000000002,0.88946000000000003,0.83740000000000003,0.56322000000000005,0.90880000000000005,0.50268000000000002,0.11978999999999999,0.86621000000000004,0.39284000000000002,0.83026,0.85260000000000002,0.83581000000000005,0.27417000000000002,0.10364,0.48819000000000001,0.71130000000000004,0.70082999999999995,8.6779999999999996E-2,0.18584000000000001,0.90410000000000001,0.57289999999999996,0.30730000000000002,5.1999999999999998E-2,0.17846999999999999,0.23080000000000001,0.8115,0.18110999999999999,0.12509000000000001,0.1444,0.18764,6.5350000000000005E-2,7.2400000000000006E-2,0.62319999999999998,0.55167999999999995,0.19647000000000001,8.6599999999999996E-2,8.3169999999999994E-2,0.52049999999999996,0.73765999999999998,0.39205000000000001,0.87463000000000002,0.15215999999999999,0.11115,1.2160000000000001E-2,5.96E-2,6.7799999999999999E-2,0.22267000000000001,0.19123999999999999,0.29038000000000003,0.15140000000000001,0.45940999999999999,0.57293000000000005,0.45437,0.11600000000000001,0.12970000000000001,0.29854000000000003,0.52229999999999999,0.85068999999999995,0.81061000000000005,0.48987000000000003,0.88139999999999996,0.70289999999999997,6.0429999999999998E-2,0.40784999999999999,0.81903999999999999,0.17161000000000001,0.89480999999999999,0.71657999999999999,0.25119999999999998,0.55745,0.75455000000000005,0.76529999999999998,0.81557999999999997,0.89383999999999997,0.91307000000000005,0.27279999999999999,0.82813999999999999,0.63380000000000003]
[731,1,0.89259999999999995,0.77459999999999996,0.24790996800000004,0.52265335999999984,0.93718356799999991,0.81146452800000002,0.46450000000000002,0.64883551999999989,5.9463903999999991E-2,0.88290999999999997,0.804523392,0.69190222400000001,0.264336864,0.49490000000000006,0.64587807999999991,0.64308513600000006,0.78431851199999991,0.4012,0.51439999999999997,0.89356483199999992,0.914876464,0.84988630399999998,0.88970164800000007,0.83740000000000003,0.56464315199999993,0.90879999999999994,0.50390598400000008,0.11974403199999999,0.86703294400000008,0.39378190400000002,0.83027920000000011,0.85259999999999991,0.83621942400000016,0.27416999999999997,0.10364,0.48668339199999999,0.72011235200000001,0.70156915200000003,8.6748367999999978E-2,0.185471104,0.90410000000000001,0.57844668799999999,0.30730000000000002,5.2000000000000005E-2,0.17890032,0.23079999999999998,0.81150000000000011,0.18148060800000002,0.12579521600000002,0.14370100799999999,0.18666785599999999,6.5009407999999991E-2,7.240000000000002E-2,0.62319999999999998,0.55409361600000007,0.19647000000000001,8.6599999999999983E-2,8.304635199999999E-2,0.52049999999999985,0.73997212800000001,0.391511424,0.87919372800000006,0.15425950399999999,0.11114999999999998,1.2192016E-2,5.96E-2,6.7799999999999985E-2,0.22221372800000003,0.19087499200000002,0.289937312,0.15140000000000003,0.459524496,0.58188611200000007,0.46507679999999996,0.11599999999999999,0.12970000000000001,0.29727278400000007,0.53201052800000004,0.85262577599999989,0.81316372800000003,0.49060812800000009,0.88139999999999996,0.70289999999999997,6.0346144000000004E-2,0.410269632,0.82022424000000005,0.17137729600000001,0.89821276799999994,0.72304398399999992,0.25119999999999998,0.55586350399999995,0.75654345599999995,0.76546891200000011,0.81936196799999994,0.89465782400000005,0.91371281600000009,0.27280000000000004,0.82813999999999988,0.63379999999999992]
[732,1,0.89259999999999984,0.77459999999999996,0.24931520000000007,0.52302727999999998,0.93788503999999995,0.81482288000000003,0.46449999999999997,0.64984896000000003,5.9357567999999999E-2,0.88291000000000008,0.80693390400000009,0.69211457600000015,0.264273072,0.49490000000000006,0.64637635199999999,0.64586115200000005,0.78813811200000006,0.4012,0.51440000000000008,0.89459959999999994,0.91503323200000009,0.85005275200000008,0.88989673600000008,0.83740000000000003,0.56606416000000015,0.90880000000000016,0.50513192000000007,0.11959240000000002,0.86785142400000015,0.39472532800000004,0.83034726400000003,0.85260000000000014,0.83644419200000009,0.27417000000000002,0.10364,0.48517555199999995,0.72875872000000019,0.702307872,8.6716799999999997E-2,0.18510236800000004,0.90410000000000001,0.58397279999999996,0.30730000000000002,5.1999999999999998E-2,0.17931423999999996,0.23080000000000001,0.81150000000000011,0.18174363200000002,0.12642334399999999,0.143003936,0.18569977599999998,6.4669536E-2,7.240000000000002E-2,0.62319999999999998,0.55664142399999994,0.19646999999999998,8.6599999999999983E-2,8.2815791999999999E-2,0.52049999999999985,0.74235347200000001,0.39097337599999998,0.88361379200000012,0.15638350400000001,0.11115000000000001,1.222408E-2,5.96E-2,6.7800000000000013E-2,0.22175678400000007,0.19051030400000002,0.28949486400000007,0.15140000000000001,0.45963827199999996,0.59078849600000016,0.47581628800000003,0.11600000000000001,0.12970000000000001,0.29600636800000002,0.54169748800000006,0.85454011200000002,0.81560286400000004,0.49134614400000004,0.88140000000000007,0.70290000000000008,6.0262223999999996E-2,0.41269342400000003,0.82140265600000006,0.17114523200000001,0.90151663999999998,0.72941635199999999,0.25119999999999998,0.55427276800000003,0.75852761600000018,0.76554907200000011,0.82308411199999998,0.89546921599999996,0.9143512800000001,0.27279999999999999,0.82813999999999999,0.63380000000000003]
[733,1,0.89259999999999984,0.77459999999999996,0.25072547200000006,0.52340160000000002,0.93852835200000018,0.81813499199999984,0.46449999999999997,0.65084288000000001,5.9251232000000008E-2,0.88291000000000008,0.80932169600000003,0.69232684800000011,0.26420880000000002,0.49490000000000006,0.64687462399999995,0.64862764799999995,0.79190851200000012,0.4012,0.51439999999999997,0.89562484799999997,0.91518984000000003,0.85014839999999992,0.89005302400000008,0.83740000000000014,0.56748348800000026,0.90880000000000016,0.50635785600000005,0.11936300799999999,0.86866542400000013,0.39566987200000003,0.83044404800000005,0.85260000000000002,0.83655992000000012,0.27417000000000002,0.10364,0.48366675200000003,0.73723572799999992,0.703046112,8.6685071999999988E-2,0.18473403200000002,0.90410000000000001,0.58947747200000011,0.30730000000000002,5.1999999999999998E-2,0.17977191999999997,0.23080000000000003,0.8115,0.18194377600000003,0.12700771199999999,0.14230926400000002,0.18473577599999999,6.4330864000000001E-2,7.2400000000000006E-2,0.62319999999999998,0.55935771200000006,0.19646999999999998,8.660000000000001E-2,8.2522511999999992E-2,0.52050000000000007,0.74484921599999998,0.39043564800000002,0.88789297600000006,0.15853182400000002,0.11115000000000001,1.2256144E-2,5.9600000000000014E-2,6.7799999999999999E-2,0.22129984,0.19014609600000001,0.28905273600000003,0.15140000000000001,0.45975172799999997,0.59963175999999996,0.48657849600000003,0.11600000000000002,0.12970000000000001,0.29474123199999996,0.55135324800000007,0.85643348800000008,0.81794264000000005,0.49208408000000003,0.88139999999999985,0.70289999999999997,6.0178223999999995E-2,0.41512137600000004,0.82257499199999995,0.17091356799999999,0.90472403200000007,0.73569568000000007,0.25119999999999998,0.55267883200000001,0.76050233600000006,0.76557683200000015,0.82674633600000003,0.89627460800000014,0.91498534400000009,0.27279999999999999,0.82813999999999999,0.63380000000000003]
[734,1,0.89259999999999984,0.77459999999999984,0.25214046400000001,0.52377592000000006,0.93917118399999999,0.82140070400000009,0.46450000000000002,0.65183871999999998,5.9145296E-2,0.88290999999999997,0.81168700800000004,0.69253871999999994,0.26414436799999996,0.49490000000000006,0.64737257599999987,0.65138406399999993,0.79562923200000013,0.4012,0.51439999999999986,0.896641456,0.915345568,0.85025660800000002,0.89018411200000003,0.83740000000000003,0.56890193600000005,0.90879999999999994,0.50758387199999999,0.11910121600000002,0.86947494400000003,0.39661489599999999,0.830535472,0.85260000000000002,0.83669484799999994,0.27417000000000008,0.10364,0.48215803200000001,0.74554033600000003,0.70378355200000009,8.6652863999999996E-2,0.18436649599999999,0.90410000000000001,0.59496014399999997,0.30730000000000002,5.1999999999999998E-2,0.18036783999999997,0.23080000000000001,0.8115,0.18215664000000004,0.12760472,0.14161779199999999,0.18377585600000002,6.3994191999999991E-2,7.2400000000000006E-2,0.62319999999999998,0.56229280000000004,0.19647000000000001,8.6599999999999996E-2,8.2241471999999996E-2,0.52049999999999996,0.74752600000000002,0.38989791999999995,0.89203407999999995,0.16070406400000001,0.11115000000000001,1.2288127999999999E-2,5.96E-2,6.7799999999999985E-2,0.22084401599999998,0.18978260800000002,0.28861108799999996,0.15140000000000001,0.45986550399999998,0.60841062400000001,0.49735310399999999,0.11599999999999999,0.12969999999999998,0.29347881599999992,0.56096988800000014,0.85830662400000002,0.82020609599999994,0.49282201600000003,0.88139999999999996,0.70289999999999997,6.0094144000000002E-2,0.41755356799999999,0.82374084799999991,0.170681904,0.9078376640000001,0.741880608,0.25119999999999998,0.55108409599999997,0.76246665599999996,0.76561411199999996,0.83034832000000003,0.89707471999999999,0.91561492800000011,0.27280000000000004,0.82813999999999988,0.63379999999999992]
[735,1,0.89259999999999995,0.77459999999999996,0.25356000000000001,0.52415,0.93984999999999996,0.82462000000000002,0.46450000000000002,0.65285000000000004,5.9040000000000002E-2,0.88290999999999997,0.81403000000000003,0.69274999999999998,0.26407999999999998,0.49490000000000001,0.64786999999999995,0.65412999999999999,0.79930000000000001,0.4012,0.51439999999999997,0.89764999999999995,0.91549999999999998,0.85043000000000002,0.89029999999999998,0.83740000000000003,0.57032000000000005,0.90880000000000005,0.50880999999999998,0.11884,0.87028000000000005,0.39756000000000002,0.8306,0.85260000000000002,0.83692999999999995,0.27417000000000002,0.10364,0.48065000000000002,0.75366999999999995,0.70452000000000004,8.6620000000000003E-2,0.184,0.90410000000000001,0.60041999999999995,0.30730000000000002,5.1999999999999998E-2,0.18115999999999999,0.23080000000000001,0.8115,0.18243000000000001,0.12825,0.14093,0.18282000000000001,6.3659999999999994E-2,7.2400000000000006E-2,0.62319999999999998,0.56547999999999998,0.19647000000000001,8.6599999999999996E-2,8.2019999999999996E-2,0.52049999999999996,0.75043000000000004,0.38935999999999998,0.89603999999999995,0.16289999999999999,0.11115,1.2319999999999999E-2,5.96E-2,6.7799999999999999E-2,0.22039,0.18942000000000001,0.28816999999999998,0.15140000000000001,0.45998,0.61712,0.50812999999999997,0.11600000000000001,0.12970000000000001,0.29221999999999998,0.57054000000000005,0.86016000000000004,0.82240999999999997,0.49356,0.88139999999999996,0.70289999999999997,6.0010000000000001E-2,0.41998999999999997,0.82489999999999997,0.17044999999999999,0.91086,0.74797000000000002,0.25119999999999998,0.54949000000000003,0.76441999999999999,0.76570000000000005,0.83389000000000002,0.89786999999999995,0.91624000000000005,0.27279999999999999,0.82813999999999999,0.63380000000000003]
[736,1,0.89259999999999995,0.77459999999999996,0.25498409599999994,0.52452399999999999,0.94055700799999986,0.82779307199999996,0.46450000000000002,0.653873712,5.893528E-2,0.88290999999999997,0.81635070399999998,0.69296071999999997,0.26401563199999994,0.49490000000000006,0.64836692800000006,0.65686535999999995,0.80292094400000003,0.4012,0.51439999999999997,0.89865041599999995,0.91565318399999995,0.85065724799999998,0.89039974399999999,0.83740000000000003,0.5717375360000001,0.90879999999999994,0.51003622399999993,0.118577232,0.871080576,0.39850524800000003,0.83064214400000003,0.85259999999999991,0.83724812799999981,0.27416999999999997,0.10364,0.47914204799999999,0.76162264000000002,0.70525568000000005,8.6586495999999999E-2,0.18363447999999996,0.90410000000000001,0.60585572799999998,0.30730000000000002,5.2000000000000005E-2,0.18213687999999997,0.23079999999999998,0.81150000000000011,0.18275387200000001,0.12893606399999999,0.14024579200000001,0.18186822399999999,6.3328192000000005E-2,7.240000000000002E-2,0.62319999999999998,0.56890152000000005,0.19647000000000001,8.6599999999999983E-2,8.1847983999999985E-2,0.52049999999999985,0.75354606400000002,0.38882191999999999,0.89991366400000006,0.16511980800000001,0.11114999999999998,1.235176E-2,5.96E-2,6.7799999999999985E-2,0.21993764800000001,0.18905824000000004,0.28772944,0.15140000000000003,0.46009515200000001,0.62575508800000001,0.51889988800000009,0.11599999999999999,0.12970000000000001,0.29096409600000001,0.58005713599999997,0.861993648,0.8245521440000001,0.49429800000000002,0.88139999999999996,0.70289999999999997,5.9925776000000007E-2,0.42243052799999992,0.82605249600000008,0.17021791999999999,0.913792928,0.75396292800000009,0.25119999999999998,0.54789571199999998,0.7663630560000001,0.76582593600000004,0.83737179200000011,0.89866038399999992,0.91686060800000013,0.27280000000000004,0.82813999999999988,0.63379999999999992]
[737,1,0.89259999999999984,0.77459999999999996,0.25641267200000006,0.52489800000000009,0.94129411200000013,0.83092003199999998,0.46449999999999997,0.65491048000000007,5.8831152000000012E-2,0.88291000000000008,0.81864921599999996,0.69317084799999995,0.2639512,0.49490000000000006,0.64886334400000001,0.65958996799999992,0.80649211199999993,0.4012,0.51440000000000008,0.89964276800000009,0.91580496,0.85094112000000011,0.89048278400000003,0.83740000000000003,0.57315452800000011,0.90880000000000016,0.51126257600000002,0.11831148800000001,0.87187662399999999,0.39945059199999999,0.83066068800000004,0.85260000000000014,0.83765351999999993,0.27417000000000002,0.10364,0.47763379200000006,0.76939644799999984,0.70599075199999994,8.6552272000000013E-2,0.18326995200000001,0.90410000000000001,0.61126619199999999,0.30730000000000002,5.1999999999999998E-2,0.18330239999999998,0.23080000000000001,0.81150000000000011,0.18313097600000003,0.12966491199999999,0.13956526399999999,0.18092057600000003,6.2998863999999988E-2,7.240000000000002E-2,0.62319999999999998,0.57252811199999998,0.19646999999999998,8.6599999999999983E-2,8.1727951999999993E-2,0.52049999999999985,0.75684801600000007,0.38828364799999998,0.90365793599999999,0.16736358400000001,0.11115000000000001,1.2383344000000001E-2,5.96E-2,6.7800000000000013E-2,0.21948704000000002,0.18869729600000001,0.287289456,0.15140000000000001,0.46021100800000003,0.63431128000000003,0.52965361600000016,0.11600000000000001,0.12970000000000001,0.289710672,0.58951484799999998,0.86380772800000005,0.82662824000000013,0.49503600000000003,0.88140000000000007,0.70290000000000008,5.984142399999999E-2,0.42487505600000008,0.82719827199999996,0.16998564800000002,0.91663843200000017,0.75985848,0.25119999999999998,0.54630091199999997,0.76829633600000002,0.76599379200000017,0.84079401600000003,0.89944596799999998,0.91747678399999999,0.27279999999999999,0.82813999999999999,0.63380000000000003]
[738,1,0.89259999999999984,0.77459999999999996,0.25784612800000006,0.52527200000000007,0.94204929599999987,0.83400139200000012,0.46449999999999997,0.65595572800000002,5.8727424E-2,0.88291000000000008,0.82092540800000002,0.69338057600000003,0.26388692800000002,0.49490000000000006,0.64935927999999998,0.66230385599999997,0.81001376000000003,0.4012,0.51439999999999997,0.90062695999999998,0.91595601599999998,0.85126363199999999,0.89055902399999998,0.83740000000000014,0.57457080000000005,0.90880000000000016,0.51248884800000005,0.11807094400000001,0.87266835200000015,0.40039625599999995,0.83066299200000016,0.85260000000000002,0.8381189120000001,0.27417000000000002,0.10364,0.47612545600000006,0.77699065600000006,0.70672502400000003,8.6517728000000002E-2,0.18290622400000003,0.90410000000000001,0.616649856,0.30730000000000002,5.1999999999999998E-2,0.18461927999999997,0.23080000000000003,0.8115,0.18354496000000003,0.13042432000000001,0.13888793600000002,0.17997684800000002,6.2671536E-2,7.2400000000000006E-2,0.62319999999999998,0.57640470399999999,0.19646999999999998,8.660000000000001E-2,8.164368000000001E-2,0.52050000000000007,0.76039292799999991,0.38774537600000003,0.90727628799999993,0.16963144000000002,0.11115000000000001,1.2415008E-2,5.9600000000000014E-2,6.7799999999999999E-2,0.21903771200000002,0.18833723200000002,0.28684979199999999,0.15140000000000001,0.46032734400000003,0.64278387199999998,0.54038054400000013,0.11600000000000002,0.12970000000000001,0.28846012799999998,0.59890688000000003,0.86560204799999996,0.82865745600000007,0.49577399999999999,0.88139999999999985,0.70289999999999997,5.9757152000000008E-2,0.42732334400000005,0.82833772800000005,0.16975337600000001,0.91939849600000012,0.765656432,0.25119999999999998,0.54470531200000005,0.7702192160000001,0.76619052800000009,0.84415728000000001,0.90022643199999997,0.91808864000000001,0.27279999999999999,0.82813999999999999,0.63380000000000003]
[739,1,0.89259999999999984,0.77459999999999984,0.25928510400000004,0.52564599999999995,0.94279943999999993,0.83703787200000002,0.46450000000000002,0.65700073599999997,5.8623776000000002E-2,0.88290999999999997,0.82317903999999997,0.69359022399999992,0.26382313599999996,0.49490000000000006,0.64985481599999995,0.66500718400000003,0.813486288,0.4012,0.51439999999999986,0.90160275200000006,0.91610747199999998,0.85159046399999994,0.89064190399999998,0.83740000000000003,0.57598603200000009,0.90879999999999994,0.51371472000000007,0.11789296,0.87345608000000008,0.40134263999999997,0.83066313599999997,0.85260000000000002,0.83859206399999997,0.27417000000000008,0.10364,0.47461744,0.78440518399999992,0.70745817599999994,8.6483503999999989E-2,0.182542976,0.90410000000000001,0.62200496000000005,0.30730000000000002,5.1999999999999998E-2,0.1860232,0.23080000000000001,0.8115,0.18396454400000001,0.13119092800000001,0.138213008,0.17903671999999998,6.2345408000000005E-2,7.2400000000000006E-2,0.62319999999999998,0.58060097600000005,0.19647000000000001,8.6599999999999996E-2,8.1564207999999999E-2,0.52049999999999996,0.76426559999999988,0.38720742400000008,0.91077248,0.17192353600000002,0.11115000000000001,1.2447152E-2,5.96E-2,6.7799999999999985E-2,0.21858886399999997,0.18797812800000002,0.28641004799999997,0.15140000000000001,0.46044376000000004,0.65116822399999996,0.55106947200000012,0.11599999999999999,0.12969999999999998,0.28721310399999994,0.60822723200000006,0.86737620800000004,0.83066683199999991,0.49651200000000006,0.88139999999999996,0.70289999999999997,5.9673279999999995E-2,0.42977507200000004,0.82947150399999992,0.16952142399999998,0.92207503999999996,0.77135694399999999,0.25119999999999998,0.54310843200000003,0.77213065600000008,0.76639118400000006,0.84746238399999996,0.90100121599999994,0.918696336,0.27280000000000004,0.82813999999999988,0.63379999999999992]
[740,1,0.89259999999999995,0.77459999999999996,0.26073000000000002,0.52602000000000004,0.94352999999999998,0.84003000000000005,0.46450000000000002,0.65803999999999996,5.8520000000000003E-2,0.88290999999999997,0.82540999999999998,0.69379999999999997,0.26375999999999999,0.49490000000000001,0.65034999999999998,0.66769999999999996,0.81691000000000003,0.4012,0.51439999999999997,0.90256999999999998,0.91625999999999996,0.85189999999999999,0.89073999999999998,0.83740000000000003,0.57740000000000002,0.90880000000000005,0.51493999999999995,0.1178,0.87424000000000002,0.40228999999999998,0.83067000000000002,0.85260000000000002,0.83904000000000001,0.27417000000000002,0.10364,0.47310999999999998,0.79164000000000001,0.70818999999999999,8.6449999999999999E-2,0.18218000000000001,0.90410000000000001,0.62733000000000005,0.30730000000000002,5.1999999999999998E-2,0.18747,0.23080000000000001,0.8115,0.18437000000000001,0.13195000000000001,0.13754,0.17810000000000001,6.2019999999999999E-2,7.2400000000000006E-2,0.62319999999999998,0.58513999999999999,0.19647000000000001,8.6599999999999996E-2,8.1470000000000001E-2,0.52049999999999996,0.76849999999999996,0.38667000000000001,0.91415000000000002,0.17424000000000001,0.11115,1.248E-2,5.96E-2,6.7799999999999999E-2,0.21814,0.18762000000000001,0.28597,0.15140000000000001,0.46056000000000002,0.65946000000000005,0.56171000000000004,0.11600000000000001,0.12970000000000001,0.28597,0.61746999999999996,0.86912999999999996,0.83267000000000002,0.49725000000000003,0.88139999999999996,0.70289999999999997,5.9589999999999997E-2,0.43223,0.8306,0.16929,0.92466999999999999,0.77695999999999998,0.25119999999999998,0.54151000000000005,0.77403,0.76658000000000004,0.85070999999999997,0.90176999999999996,0.91930000000000001,0.27279999999999999,0.82813999999999999,0.63380000000000003]
[741,1,0.89259999999999995,0.77459999999999996,0.26218075200000002,0.52639400000000003,0.94424611199999997,0.84297798400000001,0.46450000000000002,0.6590753760000001,5.8416143999999996E-2,0.88290999999999997,0.82761838399999998,0.69400987199999997,0.26369751999999996,0.49490000000000006,0.6508448,0.67038212799999997,0.82028499200000016,0.4012,0.51439999999999997,0.903528832,0.91641347200000001,0.85219961599999983,0.89085335999999993,0.83740000000000003,0.57881275200000004,0.90879999999999994,0.51616470399999981,0.11779281599999999,0.87502011199999996,0.40323827199999995,0.83068054400000002,0.85259999999999991,0.83947401600000005,0.27416999999999997,0.10364,0.471603104,0.79869468799999999,0.70892054400000004,8.6417152000000011E-2,0.18181734399999999,0.90410000000000001,0.63262395199999999,0.30730000000000002,5.2000000000000005E-2,0.18896172800000002,0.23079999999999998,0.81150000000000011,0.18476806400000001,0.13270656000000003,0.13686900799999999,0.17716670399999998,6.1695408000000007E-2,7.240000000000002E-2,0.62319999999999998,0.58997615999999997,0.19647000000000001,8.6599999999999983E-2,8.1367695999999989E-2,0.52049999999999985,0.77305380800000001,0.38613305600000003,0.91741177600000001,0.17658089599999999,0.11114999999999998,1.251352E-2,5.96E-2,6.7799999999999985E-2,0.21769123199999998,0.18726284800000001,0.28552969600000006,0.15140000000000003,0.46067612800000007,0.66765537600000002,0.57229336000000008,0.11599999999999999,0.12970000000000001,0.28473076800000002,0.62662945599999986,0.87086363199999994,0.83465995199999987,0.49798800000000004,0.88139999999999996,0.70289999999999997,5.9507280000000003E-2,0.434688032,0.83172315200000002,0.16905905599999999,0.92718537599999995,0.78246518399999987,0.25119999999999998,0.53991009599999995,0.77591737599999988,0.76676236800000008,0.85390052799999994,0.90253287999999987,0.91989963200000002,0.27280000000000004,0.82813999999999988,0.63379999999999992]
[742,1,0.89259999999999984,0.77459999999999996,0.26363740800000007,0.52676800000000001,0.94494897599999994,0.84588219200000003,0.46449999999999997,0.66010724799999998,5.831222400000001E-2,0.88291000000000008,0.82980420799999999,0.69421985600000002,0.26363580799999997,0.49490000000000006,0.65133920000000001,0.67305345599999988,0.82361144000000008,0.4012,0.51440000000000008,0.90447935999999995,0.91656801600000004,0.85249083199999998,0.890983584,0.83740000000000003,0.58022432000000013,0.90880000000000016,0.517388768,0.117879344,0.87579651200000019,0.40418745599999994,0.83069411200000021,0.85260000000000014,0.83989659200000011,0.27417000000000002,0.10364,0.47009681599999997,0.80556921600000009,0.70964982399999998,8.6385007999999999E-2,0.18145502400000002,0.90410000000000001,0.637885696,0.30730000000000002,5.1999999999999998E-2,0.19048999999999996,0.23080000000000001,0.81150000000000011,0.18516016000000002,0.13346168000000003,0.13619993599999999,0.17623676800000002,6.1371535999999997E-2,7.240000000000002E-2,0.62319999999999998,0.59508078400000008,0.19646999999999998,8.6599999999999983E-2,8.1258719999999993E-2,0.52049999999999985,0.77790268799999995,0.38559657600000008,0.92056084800000004,0.17894632000000002,0.11115000000000001,1.2547807999999999E-2,5.96E-2,6.7800000000000013E-2,0.21724251200000003,0.18690675200000001,0.28508907200000005,0.15140000000000001,0.46079214400000001,0.67575075200000001,0.58281078400000008,0.11600000000000001,0.12970000000000001,0.28349548800000002,0.63570024000000003,0.87257724800000014,0.83663457600000013,0.49872600000000006,0.88140000000000007,0.70290000000000008,5.9425152000000009E-2,0.43714902400000005,0.83284100800000016,0.16882857600000001,0.92962313600000002,0.78787235199999994,0.25119999999999998,0.5383086720000001,0.7777927360000001,0.766939488,0.85703448000000004,0.90328979200000015,0.92049520000000007,0.27279999999999999,0.82813999999999999,0.63380000000000003]
[743,1,0.89259999999999984,0.77459999999999996,0.26509974400000003,0.52714200000000011,0.94564007999999999,0.84874248000000008,0.46449999999999997,0.66113615999999986,5.8208224000000017E-2,0.88291000000000008,0.83196779200000004,0.69442992000000003,0.26357441600000009,0.49490000000000006,0.65183319999999989,0.67571374400000006,0.82688940799999999,0.4012,0.51439999999999997,0.905421488,0.91672296000000009,0.85277612800000024,0.89112556800000009,0.83740000000000014,0.58163452800000004,0.90880000000000016,0.51861243199999996,0.11802891200000003,0.87656891199999998,0.40513752000000003,0.83070984000000003,0.85260000000000002,0.84031060800000001,0.27417000000000002,0.10364,0.46859100799999998,0.81226422399999998,0.71037782399999994,8.6353344000000012E-2,0.18109302400000002,0.90410000000000001,0.64311439999999997,0.30730000000000002,5.1999999999999998E-2,0.19204963200000003,0.23080000000000003,0.8115,0.18554825599999997,0.13421680000000002,0.13553326400000001,0.17531043200000002,6.1048864000000008E-2,7.2400000000000006E-2,0.62319999999999998,0.60031772800000005,0.19646999999999998,8.660000000000001E-2,8.1144944000000011E-2,0.52050000000000007,0.78291020800000011,0.38506057600000004,0.92360008000000005,0.18133630400000003,0.11115000000000001,1.2582416000000001E-2,5.9600000000000014E-2,6.7799999999999999E-2,0.21679411200000001,0.18655129600000003,0.28464852800000001,0.15140000000000001,0.46090808000000005,0.68374236800000021,0.59325340800000015,0.11600000000000002,0.12970000000000001,0.28226388800000002,0.64467630400000009,0.87427102400000001,0.83856344000000005,0.49946400000000002,0.88139999999999985,0.70289999999999997,5.9343423999999999E-2,0.43961297599999999,0.8339533440000001,0.16859857600000003,0.93198521600000006,0.79318096000000005,0.25119999999999998,0.53670612800000006,0.77965633599999995,0.76711268799999999,0.860112192,0.90404118399999989,0.92108692799999992,0.27279999999999999,0.82813999999999999,0.63380000000000003]
[744,1,0.89259999999999984,0.77459999999999984,0.26656736000000003,0.52751599999999998,0.94632302400000001,0.85155844800000002,0.46450000000000002,0.66216347199999992,5.8104143999999996E-2,0.88290999999999997,0.834109616,0.69463998400000004,0.26351262400000003,0.49490000000000006,0.65232679999999987,0.678362672,0.83011889600000011,0.4012,0.51439999999999986,0.90635505599999999,0.91687718400000007,0.85306134400000011,0.89126995200000003,0.83740000000000003,0.58304313600000002,0.90879999999999994,0.51983609600000003,0.11819032,0.87733683200000001,0.40608838400000002,0.83072556800000008,0.85260000000000002,0.84072358400000002,0.27417000000000008,0.10364,0.46708543999999991,0.81878075199999989,0.71110454399999989,8.6321760000000011E-2,0.18073134400000002,0.90410000000000001,0.64830942400000002,0.30730000000000002,5.1999999999999998E-2,0.19364126399999998,0.23080000000000001,0.8115,0.18593723199999998,0.13497552000000002,0.13486979199999999,0.17438809600000005,6.0728191999999993E-2,7.2400000000000006E-2,0.62319999999999998,0.60549131200000006,0.19647000000000001,8.6599999999999996E-2,8.1031088000000015E-2,0.52049999999999996,0.78787716799999996,0.38452505600000003,0.92653219200000003,0.18375084799999997,0.11115000000000001,1.2616624E-2,5.96E-2,6.7799999999999985E-2,0.21634651199999999,0.18619583999999997,0.28420870400000003,0.15140000000000001,0.46102401599999998,0.69162654400000012,0.60361259199999995,0.11599999999999999,0.12969999999999998,0.281035488,0.653551408,0.87594519999999998,0.84040014399999996,0.50020200000000004,0.88139999999999996,0.70289999999999997,5.9261775999999995E-2,0.44207996799999999,0.83505976000000004,0.16836905600000002,0.93427353600000007,0.79839028799999989,0.25119999999999998,0.53510310399999994,0.78150865600000008,0.76728548800000007,0.86313390400000001,0.90478777599999993,0.92167513599999995,0.27280000000000004,0.82813999999999988,0.63379999999999992]
[745,1,0.89259999999999995,0.77459999999999996,0.26804,0.52788999999999997,0.94699999999999995,0.85433000000000003,0.46450000000000002,0.66318999999999995,5.8000000000000003E-2,0.88290999999999997,0.83623000000000003,0.69484999999999997,0.26345000000000002,0.49490000000000001,0.65281999999999996,0.68100000000000005,0.83330000000000004,0.4012,0.51439999999999997,0.90727999999999998,0.91703000000000001,0.85335000000000005,0.89141000000000004,0.83740000000000003,0.58445000000000003,0.90880000000000005,0.52105999999999997,0.11833,0.87809999999999999,0.40704000000000001,0.83074000000000003,0.85260000000000002,0.84114,0.27417000000000002,0.10364,0.46557999999999999,0.82511999999999996,0.71182999999999996,8.6290000000000006E-2,0.18037,0.90410000000000001,0.65347,0.30730000000000002,5.1999999999999998E-2,0.19525999999999999,0.23080000000000001,0.8115,0.18633,0.13574,0.13421,0.17347000000000001,6.0409999999999998E-2,7.2400000000000006E-2,0.62319999999999998,0.61045000000000005,0.19647000000000001,8.6599999999999996E-2,8.0920000000000006E-2,0.52049999999999996,0.79264999999999997,0.38399,0.92935999999999996,0.18618999999999999,0.11115,1.265E-2,5.96E-2,6.7799999999999999E-2,0.21590000000000001,0.18584000000000001,0.28377000000000002,0.15140000000000001,0.46113999999999999,0.69940000000000002,0.61387999999999998,0.11600000000000001,0.12970000000000001,0.27981,0.66232000000000002,0.87760000000000005,0.84211000000000003,0.50094000000000005,0.88139999999999996,0.70289999999999997,5.9180000000000003E-2,0.44455,0.83616000000000001,0.16814000000000001,0.93649000000000004,0.80349999999999999,0.25119999999999998,0.53349999999999997,0.78334999999999999,0.76746000000000003,0.86609999999999998,0.90552999999999995,0.92225999999999997,0.27279999999999999,0.82813999999999999,0.63380000000000003]
[746,1,0.89259999999999995,0.77459999999999996,0.26951771200000002,0.52826399999999996,0.94766968000000007,0.857057552,0.46450000000000002,0.66421519999999989,5.7895776000000003E-2,0.88290999999999997,0.838328976,0.69505998400000002,0.26338660799999997,0.49490000000000006,0.65331281599999991,0.68362564800000014,0.83643300799999998,0.4012,0.51439999999999997,0.90819636800000003,0.91718155199999996,0.8536399360000001,0.89154684799999995,0.83740000000000003,0.58585508800000008,0.90879999999999994,0.52228408000000004,0.11845468799999999,0.87885848,0.40799238400000004,0.83075399999999999,0.85259999999999991,0.84155668800000005,0.27416999999999997,0.10364,0.46407476800000003,0.83128307200000007,0.71255415999999994,8.6258127999999989E-2,0.18000897600000001,0.90410000000000001,0.65859510399999999,0.30730000000000002,5.2000000000000005E-2,0.19689348800000003,0.23079999999999998,0.81150000000000011,0.18672460800000001,0.13650881599999998,0.13355375999999999,0.17255609600000002,6.0094175999999999E-2,7.240000000000002E-2,0.62319999999999998,0.6151746560000001,0.19647000000000001,8.6599999999999983E-2,8.0809776000000014E-2,0.52049999999999985,0.79721196800000005,0.38345542399999999,0.93208649600000004,0.18865382399999997,0.11114999999999998,1.2682624E-2,5.96E-2,6.7799999999999985E-2,0.21545449600000002,0.18548382399999999,0.28333235200000001,0.15140000000000003,0.461256,0.70705993599999994,0.62404784000000002,0.11599999999999999,0.12970000000000001,0.27858748799999999,0.67097766400000014,0.87923553599999993,0.84369348799999999,0.50167800000000007,0.88139999999999996,0.70289999999999997,5.9098128000000007E-2,0.44702292799999993,0.83725414400000009,0.16791142400000003,0.93863648,0.80851035199999999,0.25119999999999998,0.53189678399999996,0.78518027200000007,0.76763471999999999,0.86901108799999993,0.90626780799999995,0.92284151999999997,0.27280000000000004,0.82813999999999988,0.63379999999999992]
[747,1,0.89259999999999984,0.77459999999999996,0.27100046400000005,0.52863800000000005,0.94833144000000003,0.85974136000000012,0.46449999999999997,0.66523879999999991,5.7791424000000015E-2,0.88291000000000008,0.84040667200000008,0.69526991999999999,0.26332233600000005,0.49490000000000006,0.65380528000000004,0.68623950400000011,0.8395182080000001,0.4012,0.51440000000000008,0.90910412799999996,0.91733176000000005,0.85393012800000012,0.89168124800000004,0.83740000000000003,0.58725828799999991,0.90880000000000016,0.52350835200000001,0.118565632,0.87961219200000007,0.40894552000000006,0.83076800000000006,0.85260000000000014,0.84197204800000003,0.27417000000000002,0.10364,0.46256972800000001,0.83727126399999985,0.71327694399999997,8.6226144000000018E-2,0.17964822400000002,0.90410000000000001,0.66368383999999991,0.30730000000000002,5.1999999999999998E-2,0.19853555200000003,0.23080000000000001,0.81150000000000011,0.18712009599999999,0.13728128000000001,0.13290110399999999,0.17164643199999999,5.9780783999999997E-2,7.240000000000002E-2,0.62319999999999998,0.61965412800000008,0.19646999999999998,8.6599999999999983E-2,8.0699424000000006E-2,0.52049999999999985,0.80155308800000002,0.38292137600000004,0.93471456000000008,0.19114230400000001,0.11115000000000001,1.2714416000000001E-2,5.96E-2,6.7800000000000013E-2,0.21501003200000002,0.18512721600000004,0.28289580800000003,0.15140000000000001,0.461372,0.71460364800000009,0.63410876799999993,0.11600000000000001,0.12970000000000001,0.27736788800000001,0.67952006400000009,0.88085190400000002,0.84515304000000013,0.50241600000000008,0.88140000000000007,0.70290000000000008,5.901614400000002E-2,0.449498656,0.83834222400000014,0.167683376,0.94071481600000018,0.81342152000000001,0.25119999999999998,0.53029356799999994,0.7869994560000001,0.76780884800000004,0.87186771200000002,0.90700134399999999,0.9234198079999999,0.27279999999999999,0.82813999999999999,0.63380000000000003]
[748,1,0.89259999999999984,0.77459999999999996,0.27248833600000005,0.52901199999999993,0.94898535999999989,0.86238228800000016,0.46449999999999997,0.6662608000000001,5.7687152000000005E-2,0.88291000000000008,0.842462928,0.69547985600000006,0.26325766400000006,0.49490000000000006,0.65429734400000006,0.6888415200000001,0.84255588800000003,0.4012,0.51439999999999997,0.91000364800000011,0.91748108800000017,0.8542204000000001,0.8918068480000001,0.83740000000000014,0.58865988800000002,0.90880000000000016,0.52473262399999987,0.11865993600000001,0.88036158399999997,0.40989945600000005,0.83078200000000002,0.85260000000000002,0.84238604800000005,0.27417000000000002,0.10364,0.46106524800000004,0.84308673599999995,0.71399860800000003,8.6194079999999992E-2,0.179287952,0.90410000000000001,0.66873505600000005,0.30730000000000002,5.1999999999999998E-2,0.20015681599999996,0.23080000000000003,0.8115,0.18751630399999997,0.138057344,0.132251648,0.17074076800000001,5.9469391999999996E-2,7.2400000000000006E-2,0.62319999999999998,0.62372896,0.19646999999999998,8.660000000000001E-2,8.0589151999999997E-2,0.52050000000000007,0.80551316799999995,0.38238764800000002,0.93724734399999998,0.19365582400000003,0.11115000000000001,1.2745808000000001E-2,5.9600000000000014E-2,6.7799999999999999E-2,0.21456636800000004,0.18477060800000003,0.28246014400000002,0.15140000000000001,0.46148800000000001,0.72202920000000004,0.64405473599999996,0.11600000000000002,0.12970000000000001,0.276151488,0.68794342399999997,0.88244947200000001,0.84645195200000012,0.5031540000000001,0.88139999999999985,0.70289999999999997,5.8934080000000007E-2,0.45197694400000005,0.83942422400000005,0.16745564800000001,0.94272691200000014,0.81823436800000016,0.25119999999999998,0.52869003199999998,0.7888075200000001,0.76798257600000008,0.87467073600000012,0.90773008000000011,0.92399441599999999,0.27279999999999999,0.82813999999999999,0.63380000000000003]
[749,1,0.89259999999999984,0.77459999999999984,0.273981488,0.52938600000000002,0.94963151999999995,0.86498153600000005,0.46450000000000002,0.66728120000000013,5.7583280000000008E-2,0.88290999999999997,0.84449742400000005,0.69568987199999999,0.26319339199999991,0.49490000000000006,0.65478892799999999,0.6914316960000001,0.84554636799999994,0.4012,0.51439999999999986,0.91089548799999998,0.9176303360000001,0.8545104320000001,0.89191492799999994,0.83740000000000003,0.59006036799999995,0.90879999999999994,0.52595657600000001,0.11873752,0.881107376,0.41085427200000002,0.83079600000000009,0.85260000000000002,0.84279868800000002,0.27417000000000008,0.10364,0.45956188800000003,0.84873212799999997,0.71471955200000004,8.6162015999999994E-2,0.17892848,0.90410000000000001,0.67374747200000007,0.30730000000000002,5.1999999999999998E-2,0.20171712,0.23080000000000001,0.8115,0.18791299200000003,0.138836928,0.13160475199999999,0.16983870400000001,5.9159279999999988E-2,7.2400000000000006E-2,0.62319999999999998,0.62719027199999999,0.19647000000000001,8.6599999999999996E-2,8.047928E-2,0.52049999999999996,0.8088819679999999,0.38185392000000001,0.93968812800000001,0.19619494399999998,0.11115000000000001,1.2777520000000001E-2,5.96E-2,6.7799999999999985E-2,0.21412310400000001,0.18441471999999998,0.28202495999999999,0.15140000000000001,0.46160399999999996,0.72933515199999999,0.65387758400000007,0.11599999999999999,0.12969999999999998,0.27493876799999994,0.69624446400000006,0.88402871999999999,0.84754046399999994,0.50389200000000001,0.88139999999999996,0.70289999999999997,5.8852016E-2,0.45445747200000003,0.84050014399999995,0.16722791999999997,0.94467468799999998,0.82295017599999998,0.25119999999999998,0.52708561600000003,0.79060438399999999,0.76815622399999994,0.87742120000000001,0.90845313600000011,0.92456462399999995,0.27280000000000004,0.82813999999999988,0.63379999999999992]
[750,1,0.89259999999999995,0.77459999999999996,0.27548,0.52976000000000001,0.95026999999999995,0.86753999999999998,0.46450000000000002,0.66830000000000001,5.7480000000000003E-2,0.88290999999999997,0.84650999999999998,0.69589999999999996,0.26312999999999998,0.49490000000000001,0.65527999999999997,0.69401000000000002,0.84848999999999997,0.4012,0.51439999999999997,0.91178000000000003,0.91778000000000004,0.8548,0.89200000000000002,0.83740000000000003,0.59145999999999999,0.90880000000000005,0.52717999999999998,0.1188,0.88185000000000002,0.41181000000000001,0.83081000000000005,0.85260000000000002,0.84321000000000002,0.27417000000000002,0.10364,0.45806000000000002,0.85421000000000002,0.71543999999999996,8.6129999999999998E-2,0.17857000000000001,0.90410000000000001,0.67871999999999999,0.30730000000000002,5.1999999999999998E-2,0.20319000000000001,0.23080000000000001,0.8115,0.18831000000000001,0.13961999999999999,0.13095999999999999,0.16894000000000001,5.885E-2,7.2400000000000006E-2,0.62319999999999998,0.62990999999999997,0.19647000000000001,8.6599999999999996E-2,8.0369999999999997E-2,0.52049999999999996,0.81152999999999997,0.38131999999999999,0.94203999999999999,0.19875999999999999,0.11115,1.281E-2,5.96E-2,6.7799999999999999E-2,0.21368000000000001,0.18406,0.28159000000000001,0.15140000000000001,0.46172000000000002,0.73651999999999995,0.66356999999999999,0.11600000000000001,0.12970000000000001,0.27372999999999997,0.70442000000000005,0.88558999999999999,0.84838999999999998,0.50463000000000002,0.88139999999999996,0.70289999999999997,5.8770000000000003E-2,0.45694000000000001,0.84157000000000004,0.16700000000000001,0.94655999999999996,0.82757000000000003,0.25119999999999998,0.52547999999999995,0.79239000000000004,0.76832999999999996,0.88012000000000001,0.90917000000000003,0.92513000000000001,0.27279999999999999,0.82813999999999999,0.63380000000000003]
[751,1,0.89259999999999995,0.77459999999999996,0.27698380799999994,0.53013399999999999,0.95090086399999985,0.87005795199999991,0.46450000000000002,0.66931720000000006,5.7377296000000001E-2,0.88290999999999997,0.84850081599999994,0.69611022399999989,0.26306739199999996,0.49490000000000006,0.65577057599999988,0.69657630400000015,0.85138710399999984,0.4012,0.51439999999999997,0.91265718400000007,0.91792996800000004,0.85508915200000002,0.89206231999999996,0.83740000000000003,0.59285872000000006,0.90879999999999994,0.5284029280000001,0.11884363199999999,0.88258939199999997,0.41276662400000003,0.83082400000000001,0.85259999999999991,0.84361996799999994,0.27416999999999997,0.10364,0.456559504,0.85952246399999999,0.71615998400000003,8.6097999999999994E-2,0.17821249599999997,0.90410000000000001,0.68365188799999999,0.30730000000000002,5.2000000000000005E-2,0.20457452800000001,0.23079999999999998,0.81150000000000011,0.18870736000000002,0.14040657600000001,0.13031748799999998,0.16804470400000002,5.8541647999999995E-2,7.240000000000002E-2,0.62319999999999998,0.63189345599999991,0.19647000000000001,8.6599999999999983E-2,8.026129600000001E-2,0.52049999999999985,0.81346172799999994,0.38078592000000006,0.94430566400000004,0.20135097599999999,0.11114999999999998,1.2843152000000002E-2,5.96E-2,6.7799999999999985E-2,0.21323711999999997,0.18370636800000001,0.28115532800000004,0.15140000000000003,0.46183600000000002,0.7435819039999999,0.67312601599999999,0.11599999999999999,0.12970000000000001,0.27252495999999993,0.71246672000000011,0.88713342400000006,0.84900688000000002,0.50536800000000004,0.88139999999999996,0.70289999999999997,5.8688016000000003E-2,0.45942443199999999,0.84263379199999988,0.16677191999999999,0.94838457599999992,0.83209430399999995,0.25119999999999998,0.52387329599999988,0.79416492800000005,0.76850387199999992,0.88276769600000005,0.90988080000000005,0.9256906399999999,0.27280000000000004,0.82813999999999988,0.63379999999999992]
[752,1,0.89259999999999984,0.77459999999999996,0.27849289600000005,0.53050799999999998,0.95152416000000006,0.87253580799999997,0.46449999999999997,0.67033280000000006,5.7275232000000002E-2,0.88291000000000008,0.85046996800000008,0.69632057599999997,0.26300566400000003,0.49490000000000006,0.65626062400000007,0.69913048,0.85423796799999996,0.4012,0.51440000000000008,0.913527168,0.91808028799999997,0.85537792000000012,0.89210116800000006,0.83740000000000003,0.59425660800000002,0.90880000000000016,0.52962534400000005,0.118860656,0.8833256639999999,0.41372417600000005,0.83083800000000008,0.85260000000000014,0.84402852800000006,0.27417000000000002,0.10364,0.45506036800000005,0.86467185600000007,0.71687972799999999,8.6066000000000004E-2,0.177856032,0.90410000000000001,0.68854233600000003,0.30730000000000002,5.1999999999999998E-2,0.20586593600000003,0.23080000000000001,0.81150000000000011,0.18910510400000002,0.14119662400000002,0.12967724800000002,0.16715276800000001,5.8234192000000004E-2,7.240000000000002E-2,0.62319999999999998,0.63312303999999997,0.19646999999999998,8.6599999999999983E-2,8.0153232000000005E-2,0.52049999999999985,0.81465860800000001,0.380251648,0.94648782399999998,0.20396798399999999,0.11115000000000001,1.2877008000000002E-2,5.96E-2,6.7800000000000013E-2,0.21279444800000002,0.18335388799999999,0.28072094400000003,0.15140000000000001,0.46195200000000003,0.75051935999999997,0.682539856,0.11600000000000001,0.12970000000000001,0.27132340799999999,0.72038166400000003,0.88865915200000001,0.84939123200000011,0.50610599999999994,0.88140000000000007,0.70290000000000008,5.8606080000000005E-2,0.46191062399999999,0.84369150400000004,0.16654364799999999,0.95015011199999999,0.83652372799999997,0.25119999999999998,0.52226547200000006,0.79593024000000001,0.76867785599999994,0.88536489600000001,0.91058544000000019,0.92624649599999997,0.27279999999999999,0.82813999999999999,0.63380000000000003]
[753,1,0.89259999999999984,0.77459999999999996,0.28000710400000001,0.53088200000000008,0.95214001600000009,0.87497374400000005,0.46449999999999997,0.67134680000000013,5.7173568000000001E-2,0.88291000000000008,0.85241767999999996,0.69653084800000009,0.262944336,0.49490000000000006,0.65675035200000009,0.70167249600000026,0.85704323199999999,0.4012,0.51439999999999997,0.91438963200000012,0.91823068799999996,0.85566612800000008,0.89211993600000006,0.83740000000000014,0.5956532160000001,0.90880000000000016,0.53084728000000003,0.1188776,0.88405833600000006,0.41468244800000009,0.83085200000000015,0.85260000000000002,0.84443604799999994,0.27417000000000002,0.10364,0.45356251200000003,0.86966092800000006,0.71759859199999998,8.6034000000000013E-2,0.17750036800000002,0.90410000000000001,0.69339078400000009,0.30730000000000002,5.1999999999999998E-2,0.20707270399999997,0.23080000000000003,0.8115,0.18950316800000003,0.14199035199999999,0.12903924800000002,0.16626443200000002,5.7927856000000007E-2,7.2400000000000006E-2,0.62319999999999998,0.63371174399999997,0.19646999999999998,8.660000000000001E-2,8.0045568000000011E-2,0.52050000000000007,0.81523076800000005,0.37971737600000005,0.94858918400000003,0.20661059199999995,0.11115000000000001,1.2911344000000002E-2,5.9600000000000014E-2,6.7799999999999999E-2,0.21235217600000003,0.18300228800000001,0.28028688000000002,0.15140000000000001,0.46206800000000003,0.75733081600000007,0.69180641600000004,0.11600000000000002,0.12970000000000001,0.27012537600000003,0.72816212800000013,0.89016719999999994,0.84957798400000006,0.50684400000000007,0.88139999999999985,0.70289999999999997,5.8524144000000007E-2,0.46439857600000006,0.84474329600000009,0.16631537600000001,0.95185836800000012,0.84085899200000003,0.25119999999999998,0.52065692799999996,0.7976843520000001,0.76885191999999991,0.88791225600000001,0.91128456000000002,0.92679795200000004,0.27279999999999999,0.82813999999999999,0.63380000000000003]
[754,1,0.89259999999999984,0.77459999999999984,0.28152619200000001,0.53125600000000006,0.95274859200000006,0.87737176000000006,0.46450000000000002,0.67235919999999993,5.7071904E-2,0.88290999999999997,0.85434427199999996,0.69674071999999987,0.26288260800000002,0.49490000000000006,0.65724008,0.70420235200000003,0.85980369599999995,0.4012,0.51439999999999986,0.91524401600000005,0.91838068800000006,0.85595353600000001,0.89212470399999999,0.83740000000000003,0.597047824,0.90879999999999994,0.532068816,0.118935904,0.88478660799999997,0.41564112000000003,0.83086599999999988,0.85260000000000002,0.84484308799999996,0.27417000000000008,0.10364,0.45206577600000003,0.87449264000000004,0.71831553599999987,8.6001999999999995E-2,0.17714510399999997,0.90410000000000001,0.69819683200000004,0.30730000000000002,5.1999999999999998E-2,0.208212912,0.23080000000000001,0.8115,0.18990147199999999,0.14278807999999998,0.12840348800000001,0.165380096,5.7623040000000007E-2,7.2400000000000006E-2,0.62319999999999998,0.63385244799999996,0.19647000000000001,8.6599999999999996E-2,7.993790399999999E-2,0.52049999999999996,0.815367328,0.37918342399999999,0.95061238399999992,0.20927808000000001,0.11115000000000001,1.2945759999999999E-2,5.96E-2,6.7799999999999985E-2,0.21191062399999999,0.18265108800000002,0.27985321600000002,0.15140000000000001,0.46218399999999998,0.76401475199999991,0.70092121600000001,0.11599999999999999,0.12969999999999998,0.26893094399999995,0.73580563200000004,0.891657488,0.84962321600000001,0.50758199999999998,0.88139999999999996,0.70289999999999997,5.8442128000000003E-2,0.46688836800000005,0.84578940800000002,0.16608742399999998,0.95351110400000016,0.84510081599999998,0.25119999999999998,0.51904830400000002,0.79942462400000003,0.769025984,0.89041041599999993,0.91197919999999999,0.92734564799999986,0.27280000000000004,0.82813999999999988,0.63379999999999992]
[755,1,0.89259999999999995,0.77459999999999996,0.28305000000000002,0.53163000000000005,0.95335000000000003,0.87973000000000001,0.46450000000000002,0.67337000000000002,5.697E-2,0.88290999999999997,0.85624999999999996,0.69694999999999996,0.26282,0.49490000000000001,0.65773000000000004,0.70672000000000001,0.86251999999999995,0.4012,0.51439999999999997,0.91608999999999996,0.91852999999999996,0.85624,0.89212000000000002,0.83740000000000003,0.59843999999999997,0.90880000000000005,0.53329000000000004,0.11906,0.88551000000000002,0.41660000000000003,0.83087999999999995,0.85260000000000002,0.84524999999999995,0.27417000000000002,0.10364,0.45057000000000003,0.87917000000000001,0.71902999999999995,8.5970000000000005E-2,0.17679,0.90410000000000001,0.70296000000000003,0.30730000000000002,5.1999999999999998E-2,0.20930000000000001,0.23080000000000001,0.8115,0.1903,0.14359,0.12776999999999999,0.16450000000000001,5.7320000000000003E-2,7.2400000000000006E-2,0.62319999999999998,0.63368999999999998,0.19647000000000001,8.6599999999999996E-2,7.9829999999999998E-2,0.52049999999999996,0.81520999999999999,0.37864999999999999,0.95255999999999996,0.21196999999999999,0.11115,1.298E-2,5.96E-2,6.7799999999999999E-2,0.21146999999999999,0.18229999999999999,0.27942,0.15140000000000001,0.46229999999999999,0.77056999999999998,0.70987999999999996,0.11600000000000001,0.12970000000000001,0.26773999999999998,0.74331000000000003,0.89312999999999998,0.84957000000000005,0.50831999999999999,0.88139999999999996,0.70289999999999997,5.8360000000000002E-2,0.46938000000000002,0.84682999999999997,0.16586000000000001,0.95511000000000001,0.84924999999999995,0.25119999999999998,0.51744000000000001,0.80115000000000003,0.76919999999999999,0.89285999999999999,0.91266999999999998,0.92788999999999999,0.27279999999999999,0.82813999999999999,0.63380000000000003]
[756,1,0.89259999999999995,0.77459999999999996,0.28457852800000005,0.53200398400000004,0.95394430400000008,0.882048944,0.46450000000000002,0.67437919999999996,5.6867903999999997E-2,0.88290999999999997,0.85813494400000012,0.69715871999999979,0.262756608,0.49490000000000006,0.65822006399999999,0.70922532799999993,0.86519249599999992,0.4012,0.51439999999999997,0.91692771200000001,0.91867870399999996,0.85652551999999993,0.89210559999999994,0.83740000000000003,0.59982979199999986,0.90879999999999994,0.53451078399999996,0.11924417599999999,0.88622864000000001,0.41755910400000007,0.83089400000000002,0.85259999999999991,0.84565673599999991,0.27416999999999997,0.10364,0.449075216,0.88369582399999991,0.71974209599999994,8.5938000000000014E-2,0.17643510400000001,0.90410000000000001,0.70767961600000007,0.30730000000000002,5.2000000000000005E-2,0.21032647999999998,0.23079999999999998,0.81150000000000011,0.190698752,0.144396096,0.127138736,0.16362408000000001,5.7018656000000001E-2,7.240000000000002E-2,0.62319999999999998,0.63322519999999993,0.19647000000000001,8.6599999999999983E-2,7.9721888000000005E-2,0.52049999999999985,0.81475841599999987,0.378117072,0.95443455999999993,0.21468643200000001,0.11114999999999998,1.3014144E-2,5.96E-2,6.7799999999999985E-2,0.211030256,0.18194908799999998,0.278987184,0.15140000000000003,0.46241599999999994,0.77699590400000007,0.71867857600000007,0.11599999999999999,0.12970000000000001,0.26655251200000002,0.75067340800000015,0.89458491200000001,0.84942219200000013,0.50905798400000002,0.88139999999999996,0.70289999999999997,5.8277775999999996E-2,0.47187332800000004,0.84786507199999994,0.16563305599999997,0.95665662400000007,0.8533074719999999,0.25119999999999998,0.51583195199999998,0.8028608639999999,0.769374,0.89526166399999996,0.91335686399999994,0.92843094399999992,0.27280000000000004,0.82813999999999988,0.63379999999999992]
[757,1,0.89259999999999984,0.77459999999999996,0.28611174400000006,0.53237792000000006,0.95453161600000025,0.88432902399999991,0.46449999999999997,0.67538679999999995,5.6765568000000016E-2,0.88291000000000008,0.85999919999999996,0.69736684800000004,0.26269233599999997,0.49490000000000006,0.6587102720000001,0.71171825600000005,0.86782163199999995,0.4012,0.51440000000000008,0.91775715200000008,0.91882676800000007,0.85681004800000005,0.89208161600000002,0.83740000000000003,0.60121705599999997,0.90880000000000016,0.53573112000000012,0.11949087999999999,0.88694249600000008,0.41851836800000008,0.83090799999999998,0.85260000000000014,0.84606332800000006,0.27417000000000002,0.10364,0.44758155200000005,0.88807292800000015,0.72045155199999988,8.590600000000001E-2,0.17608036800000001,0.90410000000000001,0.71235510400000002,0.30730000000000002,5.1999999999999998E-2,0.21128102400000001,0.23080000000000001,0.81150000000000011,0.19109764800000001,0.14520643200000002,0.12650956800000002,0.16275235200000002,5.6718976000000004E-2,7.240000000000002E-2,0.62319999999999998,0.63246830399999998,0.19646999999999998,8.6599999999999983E-2,7.961348800000001E-2,0.52049999999999985,0.81402180800000001,0.37758465600000002,0.95623854399999997,0.21742731200000001,0.11115000000000001,1.3048224000000001E-2,5.96E-2,6.7800000000000013E-2,0.21059137600000002,0.18159828799999997,0.27855472000000003,0.15140000000000001,0.462532,0.78329193600000013,0.72731329599999994,0.11600000000000001,0.12970000000000001,0.26536881600000001,0.75789428800000014,0.89602240000000011,0.84918542400000008,0.50979591999999996,0.88140000000000007,0.70290000000000008,5.8195424000000003E-2,0.47436825599999999,0.84889465599999991,0.16540657600000003,0.95815252799999995,0.85727419199999999,0.25119999999999998,0.5142242079999999,0.80455587200000012,0.76954800000000012,0.89761609600000003,0.91403992000000001,0.92896851200000019,0.27279999999999999,0.82813999999999999,0.63380000000000003]
[758,1,0.89259999999999984,0.77459999999999996,0.28764968000000007,0.53275185600000008,0.95511180800000017,0.88657062400000008,0.46449999999999997,0.67639280000000002,5.6663232000000001E-2,0.88291000000000008,0.86184297600000004,0.69757457600000017,0.26262766400000004,0.49490000000000006,0.65920047999999998,0.71419854399999994,0.87040756800000008,0.4012,0.51439999999999997,0.91857867199999998,0.91897443200000006,0.85709377600000014,0.89205243200000006,0.83740000000000014,0.60260232000000002,0.90880000000000016,0.53695105600000004,0.11977462400000001,0.88765195199999991,0.41947803200000011,0.83092200000000005,0.85260000000000002,0.84646959999999993,0.27417000000000002,0.10364,0.44608836800000001,0.89230499200000002,0.72115972800000017,8.5874000000000006E-2,0.17572603200000003,0.90410000000000001,0.71698579200000001,0.30730000000000002,5.1999999999999998E-2,0.212194928,0.23080000000000003,0.8115,0.19149710400000003,0.14602076800000002,0.12588296000000002,0.161884624,5.6420976000000005E-2,7.2400000000000006E-2,0.62319999999999998,0.63155460800000007,0.19646999999999998,8.660000000000001E-2,7.9505088000000015E-2,0.52050000000000007,0.81313199999999997,0.37705272000000001,0.95797428799999995,0.22019291200000005,0.11115000000000001,1.3082224000000002E-2,5.9600000000000014E-2,6.7799999999999999E-2,0.210153376,0.181247888,0.27812265599999997,0.15140000000000001,0.46264799999999995,0.78945788800000005,0.73578057599999991,0.11600000000000002,0.12970000000000001,0.26418712,0.76497132799999989,0.89744244799999995,0.84890137600000015,0.51053385600000001,0.88139999999999985,0.70289999999999997,5.8113152000000008E-2,0.476864544,0.84991872000000002,0.165180576,0.95959915200000023,0.86115115200000003,0.25119999999999998,0.51261654400000012,0.80624232000000007,0.76972200000000013,0.89992372799999998,0.91471865600000013,0.92950264000000027,0.27279999999999999,0.82813999999999999,0.63380000000000003]
[759,1,0.89259999999999984,0.77459999999999984,0.28919241599999995,0.53312587200000006,0.95568463999999997,0.88877414399999999,0.46450000000000002,0.67739720000000003,5.6561295999999997E-2,0.88290999999999997,0.86366651199999989,0.69778222400000001,0.26256339200000001,0.49490000000000006,0.65969044799999998,0.71666587199999998,0.87295030399999995,0.4012,0.51439999999999986,0.91939283199999999,0.91912209600000006,0.85737702399999993,0.8920238880000001,0.83740000000000003,0.603986464,0.90879999999999994,0.53817067200000013,0.12005364800000001,0.88835764799999994,0.42043849599999999,0.8309359999999999,0.85260000000000002,0.84687523200000003,0.27417000000000008,0.10364,0.44459470400000001,0.89639609600000003,0.72186878399999999,8.5842000000000002E-2,0.17537249599999999,0.90410000000000001,0.72157096000000009,0.30730000000000002,5.1999999999999998E-2,0.21311603200000001,0.23080000000000001,0.8115,0.19189776000000003,0.14683870400000001,0.12525963199999998,0.16102057600000003,5.6124656000000002E-2,7.2400000000000006E-2,0.62319999999999998,0.63066107199999988,0.19647000000000001,8.6599999999999996E-2,7.9397168000000004E-2,0.52049999999999996,0.8122616319999999,0.37652118400000001,0.95964403199999992,0.222983712,0.11115000000000001,1.3116144000000001E-2,5.96E-2,6.7799999999999985E-2,0.20971625599999999,0.180898368,0.27769107200000004,0.15140000000000001,0.46276400000000001,0.7954938399999999,0.74407705599999996,0.11599999999999999,0.12969999999999998,0.26300470400000003,0.77190348799999997,0.89884497599999991,0.84862380800000004,0.51127187199999991,0.88139999999999996,0.70289999999999997,5.8031279999999998E-2,0.47936187200000002,0.85093718399999996,0.16495505599999999,0.96099785600000009,0.86493939199999992,0.25119999999999998,0.51100855999999995,0.80793148799999992,0.76989600000000002,0.90218487999999997,0.91539219199999999,0.93003316800000013,0.27280000000000004,0.82813999999999988,0.63379999999999992]
[760,1,0.89259999999999995,0.77459999999999996,0.29074,0.53349999999999997,0.95625000000000004,0.89093999999999995,0.46450000000000002,0.6784,5.6460000000000003E-2,0.88290999999999997,0.86546999999999996,0.69799,0.26250000000000001,0.49490000000000001,0.66017999999999999,0.71911999999999998,0.87544999999999995,0.4012,0.51439999999999997,0.92020000000000002,0.91927000000000003,0.85765999999999998,0.89200000000000002,0.83740000000000003,0.60536999999999996,0.90880000000000005,0.53939000000000004,0.1203,0.88905999999999996,0.4214,0.83094999999999997,0.85260000000000002,0.84728000000000003,0.27417000000000002,0.10364,0.44309999999999999,0.90034999999999998,0.72258,8.5809999999999997E-2,0.17502000000000001,0.90410000000000001,0.72611000000000003,0.30730000000000002,5.1999999999999998E-2,0.21407000000000001,0.23080000000000001,0.8115,0.1923,0.14766000000000001,0.12464,0.16016,5.5829999999999998E-2,7.2400000000000006E-2,0.62319999999999998,0.62990999999999997,0.19647000000000001,8.6599999999999996E-2,7.9289999999999999E-2,0.52049999999999996,0.81152999999999997,0.37598999999999999,0.96125000000000005,0.2258,0.11115,1.315E-2,5.96E-2,6.7799999999999999E-2,0.20927999999999999,0.18054999999999999,0.27726000000000001,0.15140000000000001,0.46288000000000001,0.8014,0.75219999999999998,0.11600000000000001,0.12970000000000001,0.26182,0.77868999999999999,0.90022999999999997,0.84838999999999998,0.51200999999999997,0.88139999999999996,0.70289999999999997,5.7950000000000002E-2,0.48186000000000001,0.85194999999999999,0.16472999999999999,0.96235000000000004,0.86863999999999997,0.25119999999999998,0.50939999999999996,0.80962999999999996,0.77007000000000003,0.90439999999999998,0.91605999999999999,0.93056000000000005,0.27279999999999999,0.82813999999999999,0.63380000000000003]
[761,1,0.89259999999999995,0.77459999999999996,0.29229238399999996,0.53387423999999994,0.9568080000000001,0.89306860799999999,0.46450000000000002,0.67940120000000004,5.6359280000000005E-2,0.88290999999999997,0.86725356799999997,0.69819787199999994,0.26243739200000005,0.49490000000000006,0.66066916799999986,0.72156087999999996,0.87790713599999992,0.4012,0.51439999999999997,0.92100016000000018,0.91941808000000003,0.85794267199999996,0.89198137599999994,0.83740000000000003,0.60675281600000008,0.90879999999999994,0.5406090240000001,0.12051814399999999,0.88975892799999989,0.42236247999999998,0.83096400000000004,0.85259999999999991,0.84768395199999991,0.27416999999999997,0.10364,0.44160436800000002,0.90416979200000003,0.7232931199999999,8.5777999999999993E-2,0.17466849600000001,0.90410000000000001,0.73060248000000005,0.30730000000000002,5.2000000000000005E-2,0.215048288,0.23079999999999998,0.81150000000000011,0.19270376000000003,0.14848472000000004,0.12402400000000001,0.159302944,5.553702399999999E-2,7.240000000000002E-2,0.62319999999999998,0.6293233439999999,0.19647000000000001,8.6599999999999983E-2,7.9183520000000007E-2,0.52049999999999985,0.81095828799999992,0.375459184,0.96279441600000004,0.228641648,0.11114999999999998,1.3183775999999999E-2,5.96E-2,6.7799999999999985E-2,0.20884463999999997,0.18020271999999998,0.27682943999999998,0.15140000000000003,0.46299599999999996,0.80717644799999999,0.76014732799999984,0.11599999999999999,0.12970000000000001,0.26063334399999999,0.78533022399999985,0.90159767999999996,0.84820743999999981,0.51274823999999997,0.88139999999999996,0.70289999999999997,5.7869280000000002E-2,0.48435884800000001,0.85295719999999986,0.16450542400000001,0.96365702399999997,0.87225406399999994,0.25119999999999998,0.50779094400000002,0.8113365119999999,0.77024398400000005,0.90656975999999989,0.91672224000000002,0.9310832,0.27280000000000004,0.82813999999999988,0.63379999999999992]
[762,1,0.89259999999999984,0.77459999999999996,0.29384952000000003,0.53424865600000004,0.95735868800000012,0.89516038399999986,0.46449999999999997,0.68040080000000014,5.6259152E-2,0.88291000000000008,0.86901737600000006,0.69840585600000016,0.26237566400000006,0.49490000000000006,0.66115799999999991,0.72398846400000005,0.88032212799999998,0.4012,0.51440000000000008,0.92179339199999999,0.91956635200000003,0.85822505599999999,0.89196915200000004,0.83740000000000003,0.60813504000000007,0.90880000000000016,0.54182777600000009,0.120708864,0.89045443199999996,0.42332595200000001,0.83097799999999999,0.85260000000000014,0.84808711999999986,0.27417000000000002,0.10364,0.44010772799999998,0.90785875200000021,0.72400836800000001,8.5746000000000003E-2,0.17431803200000001,0.90410000000000001,0.73504795199999995,0.30730000000000002,5.1999999999999998E-2,0.21605460800000001,0.23080000000000001,0.81150000000000011,0.19310910400000003,0.14931284800000003,0.12341176000000001,0.15844942399999998,5.5245775999999996E-2,7.240000000000002E-2,0.62319999999999998,0.62893828800000007,0.19646999999999998,8.6599999999999983E-2,7.9077807999999999E-2,0.52049999999999985,0.81058255999999995,0.37492871999999999,0.96427940800000023,0.23150859200000004,0.11115000000000001,1.3217424E-2,5.96E-2,6.7800000000000013E-2,0.20841025599999999,0.17985660799999997,0.27639945599999999,0.15140000000000001,0.46311200000000002,0.81282332800000001,0.76791713599999989,0.11600000000000001,0.12970000000000001,0.25944448000000003,0.79182364800000016,0.90294812800000013,0.84808809600000001,0.51348665599999999,0.88140000000000007,0.70290000000000008,5.7789152000000003E-2,0.48685830400000002,0.85395880000000002,0.16428137599999998,0.96492035200000004,0.87578267200000015,0.25119999999999998,0.50618142399999999,0.81305208000000007,0.77041792000000009,0.90869476799999993,0.91737889600000011,0.93160280000000006,0.27279999999999999,0.82813999999999999,0.63380000000000003]
[763,1,0.89259999999999984,0.77459999999999996,0.29541145600000002,0.53462299200000007,0.95790233599999985,0.8972158400000001,0.46449999999999997,0.68139879999999997,5.6159423999999999E-2,0.88291000000000008,0.87076142400000001,0.69861392000000011,0.26231433600000004,0.49490000000000006,0.66164627200000004,0.72640260800000012,0.88269552000000007,0.4012,0.51439999999999997,0.92257958400000017,0.91971462400000015,0.85850711999999996,0.89196268800000023,0.83740000000000014,0.60951598399999996,0.90880000000000016,0.543046048,0.12086590400000002,0.89114649600000007,0.42429022400000005,0.83099199999999995,0.85260000000000002,0.84848932799999999,0.27417000000000002,0.10364,0.43861076799999998,0.91141987200000019,0.72472433600000008,8.5714000000000012E-2,0.17396836800000004,0.90410000000000001,0.73944614399999997,0.30730000000000002,5.1999999999999998E-2,0.21703772800000001,0.23080000000000003,0.8115,0.19351564800000004,0.15014457600000003,0.12280263999999999,0.15759942400000002,5.4956048000000007E-2,7.2400000000000006E-2,0.62319999999999998,0.62873467199999999,0.19646999999999998,8.660000000000001E-2,7.897241599999999E-2,0.52050000000000007,0.81038339199999998,0.374398656,0.96570719999999999,0.23440073599999997,0.11115000000000001,1.3251152000000002E-2,5.9600000000000014E-2,6.7799999999999999E-2,0.20797659200000002,0.179511216,0.27596979199999999,0.15140000000000001,0.46322800000000003,0.81834180799999989,0.77550894400000014,0.11600000000000002,0.12970000000000001,0.25825553599999995,0.79817075200000009,0.90428169599999997,0.848025472,0.51422499200000005,0.88139999999999985,0.70289999999999997,5.7709423999999995E-2,0.48935832000000007,0.85495480000000001,0.16405764800000003,0.96614120000000026,0.87922719999999999,0.25119999999999998,0.50457142399999999,0.814768928,0.77059185600000002,0.91077585600000011,0.91803035200000016,0.93211880000000014,0.27279999999999999,0.82813999999999999,0.63380000000000003]
[764,1,0.89259999999999984,0.77459999999999984,0.29697827199999999,0.53499684799999991,0.95843934399999986,0.89923553599999995,0.46450000000000002,0.68239520000000009,5.6059776000000006E-2,0.88290999999999997,0.87248563199999996,0.69882198400000006,0.262252608,0.49490000000000006,0.66213366400000007,0.72880315200000001,0.88502795199999995,0.4012,0.51439999999999986,0.92335849600000008,0.91986257599999999,0.85878878400000003,0.89196006399999994,0.83740000000000003,0.61089452799999999,0.90879999999999994,0.54426351999999989,0.120983664,0.89183503999999991,0.42525497600000001,0.83100600000000002,0.85260000000000002,0.84889033600000008,0.27417000000000008,0.10364,0.43711460800000002,0.91485595200000014,0.72543870399999999,8.5682000000000008E-2,0.173619104,0.90410000000000001,0.7437968960000001,0.30730000000000002,5.1999999999999998E-2,0.21791732799999999,0.23080000000000001,0.8115,0.193922752,0.150980224,0.1221956,0.15675294399999998,5.4667519999999997E-2,7.2400000000000006E-2,0.62319999999999998,0.62865201600000009,0.19647000000000001,8.6599999999999996E-2,7.8866623999999996E-2,0.52049999999999996,0.81030222399999996,0.37386907200000002,0.96708003200000014,0.23731791999999996,0.11115000000000001,1.328528E-2,5.96E-2,6.7799999999999985E-2,0.20754324799999996,0.17916582400000003,0.27554004799999998,0.15140000000000001,0.46334400000000003,0.82373356799999997,0.78292315199999996,0.11599999999999999,0.12969999999999998,0.25706995199999999,0.80437257600000001,0.905598864,0.848000368,0.51496284800000003,0.88139999999999996,0.70289999999999997,5.7629776000000001E-2,0.49185889599999999,0.85594519999999996,0.16383391999999999,0.96732068800000004,0.88258916800000009,0.25119999999999998,0.50296094400000002,0.81647433599999997,0.77076587199999991,0.91281398400000002,0.91867724799999995,0.93263119999999999,0.27280000000000004,0.82813999999999988,0.63379999999999992]
[765,1,0.89259999999999995,0.77459999999999996,0.29854999999999998,0.53537000000000001,0.95896999999999999,0.90122000000000002,0.46450000000000002,0.68339000000000005,5.5960000000000003E-2,0.88290999999999997,0.87419000000000002,0.69903000000000004,0.26218999999999998,0.49490000000000001,0.66261999999999999,0.73119000000000001,0.88732,0.4012,0.51439999999999997,0.92413000000000001,0.92000999999999999,0.85907,0.89195999999999998,0.83740000000000003,0.61226999999999998,0.90880000000000005,0.54547999999999996,0.12106,0.89251999999999998,0.42621999999999999,0.83101999999999998,0.85260000000000002,0.84928999999999999,0.27417000000000002,0.10364,0.43562000000000001,0.91817000000000004,0.72614999999999996,8.5650000000000004E-2,0.17327000000000001,0.90410000000000001,0.74809999999999999,0.30730000000000002,5.1999999999999998E-2,0.21864,0.23080000000000001,0.8115,0.19433,0.15182000000000001,0.12159,0.15590999999999999,5.4379999999999998E-2,7.2400000000000006E-2,0.62319999999999998,0.62865000000000004,0.19647000000000001,8.6599999999999996E-2,7.8759999999999997E-2,0.52049999999999996,0.81030000000000002,0.37334000000000001,0.96840000000000004,0.24026,0.11115,1.332E-2,5.96E-2,6.7799999999999999E-2,0.20710999999999999,0.17882000000000001,0.27511000000000002,0.15140000000000001,0.46345999999999998,0.82899999999999996,0.79015999999999997,0.11600000000000001,0.12970000000000001,0.25589000000000001,0.81042999999999998,0.90690000000000004,0.84799999999999998,0.51570000000000005,0.88139999999999996,0.70289999999999997,5.7549999999999997E-2,0.49436000000000002,0.85692999999999997,0.16361000000000001,0.96845999999999999,0.88587000000000005,0.25119999999999998,0.50134999999999996,0.81816,0.77093999999999996,0.91481000000000001,0.91932000000000003,0.93313999999999997,0.27279999999999999,0.82813999999999999,0.63380000000000003]
[766,1,0.89259999999999995,0.77459999999999996,0.30012662400000001,0.53574247999999991,0.959494336,0.90316964799999999,0.46450000000000002,0.68438318400000009,5.5860144000000007E-2,0.88290999999999997,0.87587467200000002,0.69923800000000003,0.26212660799999993,0.49490000000000006,0.6631052959999999,0.73356308800000003,0.88957207999999988,0.4012,0.51439999999999997,0.924894192,0.92015694399999992,0.85935078399999998,0.89196313599999999,0.83740000000000003,0.61364251199999997,0.90879999999999994,0.546695504,0.12109305599999999,0.89320140799999992,0.42718532800000003,0.83103399999999994,0.85259999999999991,0.84968832000000005,0.27416999999999997,0.10364,0.43412688000000005,0.92136532799999993,0.72685846400000009,8.5618000000000014E-2,0.172921088,0.90410000000000001,0.75235512000000004,0.30730000000000002,5.2000000000000005E-2,0.21921990400000002,0.23079999999999998,0.81150000000000011,0.19473747199999999,0.15266385599999999,0.12098596799999999,0.15507055999999997,5.4093503999999994E-2,7.240000000000002E-2,0.62319999999999998,0.62874878400000001,0.19647000000000001,8.6599999999999983E-2,7.8652639999999982E-2,0.52049999999999985,0.81039630399999996,0.37281144000000005,0.96966900800000011,0.243226944,0.11114999999999998,1.3355280000000001E-2,5.96E-2,6.7799999999999985E-2,0.20667686399999996,0.17847383999999999,0.27467969600000003,0.15140000000000003,0.463575984,0.8341418719999999,0.79721895999999992,0.11599999999999999,0.12970000000000001,0.25471544000000007,0.81634337599999995,0.90818521600000002,0.84803070399999991,0.51643647999999998,0.88139999999999996,0.70289999999999997,5.7470127999999995E-2,0.49686147200000003,0.85790919999999993,0.16338590400000003,0.96956039999999999,0.88907089600000011,0.25119999999999998,0.49973860799999986,0.8198269920000002,0.77111422400000007,0.91676454400000007,0.91995854399999999,0.93364521599999994,0.27280000000000004,0.82813999999999988,0.63379999999999992]
[767,1,0.89259999999999984,0.77459999999999996,0.30170817599999999,0.53611419199999999,0.96001241600000009,0.90508488000000009,0.46449999999999997,0.6853747200000001,5.5760224000000011E-2,0.88291000000000008,0.87753974400000001,0.69944600000000012,0.26206233600000001,0.49490000000000006,0.66358947199999996,0.73592228800000015,0.89178463999999991,0.4012,0.51440000000000008,0.92565110400000006,0.92030342400000009,0.85963111999999997,0.89196972800000007,0.83740000000000003,0.61501190400000005,0.90880000000000016,0.54790996800000002,0.12107790400000003,0.89387929600000016,0.42815094400000003,0.83104800000000012,0.85260000000000014,0.85008524799999996,0.27417000000000002,0.10364,0.43263532799999999,0.92444507200000003,0.72756393600000002,8.5586000000000009E-2,0.17257228799999999,0.90410000000000001,0.75656198399999997,0.30730000000000002,5.1999999999999998E-2,0.21967156799999998,0.23080000000000001,0.81150000000000011,0.19514516800000001,0.15351177600000004,0.12038344000000001,0.15423454399999997,5.3807967999999998E-2,7.240000000000002E-2,0.62319999999999998,0.62895643200000007,0.19646999999999998,8.6599999999999983E-2,7.8544495999999991E-2,0.52049999999999985,0.81059899199999996,0.37228345599999996,0.97088896000000002,0.24621873599999997,0.11115000000000001,1.3391152000000002E-2,5.96E-2,6.7800000000000013E-2,0.206243712,0.17812729600000002,0.27424907200000004,0.15140000000000001,0.46369192000000004,0.8391602880000002,0.80409998400000016,0.11600000000000001,0.12970000000000001,0.25354649600000001,0.82211339200000011,0.90945465599999997,0.84809499200000005,0.5171721920000002,0.88140000000000007,0.70290000000000008,5.7390143999999997E-2,0.49936312000000005,0.85888280000000006,0.16316156800000001,0.9706230400000001,0.89219312000000006,0.25119999999999998,0.4981267840000001,0.82147452800000009,0.771288576,0.91867833600000015,0.92059291200000015,0.93414688000000012,0.27279999999999999,0.82813999999999999,0.63380000000000003]
[768,1,0.89259999999999984,0.77459999999999996,0.30329444799999999,0.5364855839999999,0.96052433600000009,0.90696627200000013,0.46449999999999997,0.68636465600000007,5.5660224000000008E-2,0.88291000000000008,0.87918545599999998,0.699654,0.26199766400000002,0.49490000000000006,0.66407292799999995,0.73826788800000009,0.89395816000000006,0.4012,0.51439999999999997,0.92640089599999997,0.92044942400000007,0.85991105599999995,0.89197888000000003,0.83740000000000014,0.61637889600000006,0.90880000000000016,0.54912363200000003,0.12103563199999999,0.894553504,0.42911688000000003,0.83106200000000008,0.85260000000000002,0.85048097599999994,0.27417000000000002,0.10364,0.43114537599999997,0.9274130559999999,0.72826700799999999,8.5554000000000005E-2,0.17222388800000002,0.90410000000000001,0.76072028799999991,0.30730000000000002,5.1999999999999998E-2,0.21996755200000001,0.23080000000000003,0.8115,0.19555310400000001,0.15436377599999998,0.11978283200000002,0.15340220799999998,5.3523632000000002E-2,7.2400000000000006E-2,0.62319999999999998,0.62924472000000009,0.19646999999999998,8.660000000000001E-2,7.8435952000000003E-2,0.52050000000000007,0.8108804799999999,0.37175579199999997,0.97206147200000015,0.24923508800000005,0.11115000000000001,1.3427423999999999E-2,5.9600000000000014E-2,6.7799999999999999E-2,0.20581104,0.17778075200000001,0.27381852799999995,0.15140000000000001,0.46380785599999996,0.8440558239999999,0.81080340799999995,0.11600000000000002,0.12970000000000001,0.25238299200000003,0.82774068799999989,0.91070849600000015,0.84818416000000008,0.51790758400000003,0.88139999999999985,0.70289999999999997,5.7310079999999999E-2,0.50186500800000011,0.85985080000000003,0.16293723200000002,0.97164944000000009,0.89523790400000014,0.25119999999999998,0.49651464000000006,0.82310390400000011,0.77146284799999998,0.92055188800000021,0.92122303999999999,0.93464494400000009,0.27279999999999999,0.82813999999999999,0.63380000000000003]
[769,1,0.89259999999999984,0.77459999999999984,0.30488511999999995,0.53685737599999994,0.96103017600000007,0.90881446399999999,0.46450000000000002,0.68735307200000006,5.5560144000000006E-2,0.88290999999999997,0.88081212799999997,0.69986199999999998,0.26193339199999999,0.49490000000000006,0.66455630399999999,0.74060036799999995,0.89609312000000008,0.4012,0.51439999999999986,0.92714380800000007,0.92059494399999997,0.86019067199999999,0.89198931199999998,0.83740000000000003,0.61774468800000004,0.90879999999999994,0.55033689599999991,0.12099936,0.89522379200000002,0.43008321599999993,0.83107600000000004,0.85260000000000002,0.85087582400000006,0.27417000000000008,0.10364,0.42965694399999999,0.93027344000000012,0.72896880000000008,8.5521999999999987E-2,0.171876368,0.90410000000000001,0.76482971200000005,0.30730000000000002,5.1999999999999998E-2,0.220070816,0.23080000000000001,0.8115,0.19596136,0.15521985599999999,0.119184864,0.15257395199999998,5.3240896000000003E-2,7.2400000000000006E-2,0.62319999999999998,0.62957332799999999,0.19647000000000001,8.6599999999999996E-2,7.8327648E-2,0.52049999999999996,0.81120132799999989,0.37122804799999998,0.97318798399999995,0.25227559999999999,0.11115000000000001,1.3463776E-2,5.96E-2,6.7799999999999985E-2,0.205379648,0.17743484799999998,0.27338870399999998,0.15140000000000001,0.46392387200000001,0.84882880000000005,0.81732979199999989,0.11599999999999999,0.12969999999999998,0.25122428800000007,0.83322590400000007,0.91194689600000012,0.84828580799999997,0.5186433760000001,0.88139999999999996,0.70289999999999997,5.7230015999999995E-2,0.50436729599999996,0.86081319999999995,0.16271329599999998,0.97264128000000005,0.89820644800000005,0.25119999999999998,0.49490233599999994,0.82471840000000007,0.77163671999999994,0.92238560000000003,0.92184876799999993,0.93513932799999988,0.27280000000000004,0.82813999999999988,0.63379999999999992]
[770,1,0.89259999999999995,0.77459999999999996,0.30647999999999997,0.53722999999999999,0.96153,0.91063000000000005,0.46450000000000002,0.68833999999999995,5.5460000000000002E-2,0.88290999999999997,0.88241999999999998,0.70006999999999997,0.26186999999999999,0.49490000000000001,0.66503999999999996,0.74292000000000002,0.89819000000000004,0.4012,0.51439999999999997,0.92788000000000004,0.92074,0.86046999999999996,0.89200000000000002,0.83740000000000003,0.61911000000000005,0.90880000000000005,0.55154999999999998,0.12099,0.89588999999999996,0.43104999999999999,0.83109,0.85260000000000002,0.85126999999999997,0.27417000000000002,0.10364,0.42817,0.93303000000000003,0.72967000000000004,8.5489999999999997E-2,0.17152999999999999,0.90410000000000001,0.76888999999999996,0.30730000000000002,5.1999999999999998E-2,0.21997,0.23080000000000001,0.8115,0.19636999999999999,0.15608,0.11859,0.15175,5.296E-2,7.2400000000000006E-2,0.62319999999999998,0.62990999999999997,0.19647000000000001,8.6599999999999996E-2,7.8219999999999998E-2,0.52049999999999996,0.81152999999999997,0.37069999999999997,0.97426999999999997,0.25534000000000001,0.11115,1.35E-2,5.96E-2,6.7799999999999999E-2,0.20494999999999999,0.17709,0.27295999999999998,0.15140000000000001,0.46404000000000001,0.85348000000000002,0.82367999999999997,0.11600000000000001,0.12970000000000001,0.25007000000000001,0.83857000000000004,0.91317000000000004,0.84838999999999998,0.51937999999999995,0.88139999999999996,0.70289999999999997,5.7149999999999999E-2,0.50687000000000004,0.86177000000000004,0.16249,0.97360000000000002,0.90110000000000001,0.25119999999999998,0.49329000000000001,0.82632000000000005,0.77181,0.92418,0.92247000000000001,0.93562999999999996,0.27279999999999999,0.82813999999999999,0.63380000000000003]
[771,1,0.89259999999999995,0.77459999999999996,0.30806587199999996,0.53760039999999998,0.96202049600000006,0.91240190399999999,0.46450000000000002,0.68931771200000003,5.5360559999999996E-2,0.88290999999999997,0.88399819199999985,0.70027633599999994,0.26180788799999999,0.49490000000000006,0.66552011199999994,0.74520956800000004,0.90023611200000009,0.4012,0.51439999999999997,0.92860428800000006,0.92088344000000011,0.8607468479999999,0.89201087999999995,0.83740000000000003,0.62046393600000005,0.90879999999999994,0.55275324800000003,0.12100520000000001,0.89654721600000009,0.43200942399999998,0.83110388800000001,0.85259999999999991,0.8516604000000001,0.27416999999999997,0.10364,0.42669640000000003,0.93567238399999997,0.7303648960000001,8.545825600000001E-2,0.17118744,0.90410000000000001,0.7728736639999999,0.30730000000000002,5.2000000000000005E-2,0.219669856,0.23079999999999998,0.81150000000000011,0.196775648,0.15693694400000002,0.11800260799999999,0.15093652799999999,5.2682991999999998E-2,7.240000000000002E-2,0.62319999999999998,0.63025271999999988,0.19647000000000001,8.6599999999999983E-2,7.811375999999999E-2,0.52049999999999985,0.81186455999999996,0.37017587199999996,0.9753040959999999,0.25840124800000003,0.11114999999999998,1.3535839999999999E-2,5.96E-2,6.7799999999999985E-2,0.20452537599999998,0.17674881599999998,0.27253572800000003,0.15140000000000003,0.46415531199999999,0.85798496000000002,0.82982107199999999,0.11599999999999999,0.12970000000000001,0.24892924800000002,0.84374478400000019,0.91436969599999995,0.84849607999999999,0.52011148800000007,0.88139999999999996,0.70289999999999997,5.7070639999999999E-2,0.50935307200000002,0.86271412800000002,0.16226905600000002,0.97452177600000012,0.90390353599999995,0.25119999999999998,0.49169052799999996,0.82789608000000003,0.77198134399999996,0.92592499200000011,0.92308228800000014,0.93611340799999987,0.27280000000000004,0.82813999999999988,0.63379999999999992]
[772,1,0.89259999999999984,0.77459999999999996,0.309616208,0.5379627039999999,0.96249497600000022,0.9141078720000001,0.46449999999999997,0.69027081600000006,5.5263344000000006E-2,0.88291000000000008,0.88552489600000017,0.70047767999999999,0.26174814400000002,0.49490000000000006,0.66598900800000005,0.74743484800000004,0.90220559999999994,0.4012,0.51440000000000008,0.92930633600000001,0.92102294399999995,0.86101689599999998,0.89202208000000005,0.83740000000000003,0.62178513600000007,0.90880000000000016,0.55392739200000007,0.121048432,0.89718558400000015,0.43294592000000004,0.8311174400000001,0.85260000000000014,0.8520408960000001,0.27417000000000002,0.10364,0.42525969600000002,0.93817697599999994,0.73104252800000014,8.5427280000000008E-2,0.17085420800000001,0.90410000000000001,0.77672588799999998,0.30730000000000002,5.1999999999999998E-2,0.219148912,0.23080000000000001,0.81150000000000011,0.19717158400000001,0.15777617600000002,0.11743163199999999,0.15014604799999998,5.2414112000000006E-2,7.240000000000002E-2,0.62319999999999998,0.63060552000000003,0.19646999999999998,8.6599999999999983E-2,7.8010592000000004E-2,0.52049999999999985,0.81220896000000009,0.36966395200000002,0.97628163199999995,0.26140524799999998,0.11115000000000001,1.3570704000000001E-2,5.96E-2,6.7800000000000013E-2,0.20411264000000001,0.176416672,0.272122688,0.15140000000000001,0.46426801599999995,0.86229310400000025,0.83568612800000019,0.11600000000000001,0.12970000000000001,0.24781979200000001,0.84869252800000017,0.91552961600000005,0.84860528000000002,0.52082614399999994,0.88140000000000007,0.70290000000000008,5.6993200000000008E-2,0.51177668800000009,0.86363143999999992,0.16205403199999999,0.97539799999999999,0.90658566400000007,0.25119999999999998,0.49012968000000007,0.82942334400000017,0.77214796799999996,0.92759956799999999,0.92367664000000016,0.93658238400000016,0.27279999999999999,0.82813999999999999,0.63380000000000003]
[773,1,0.89259999999999984,0.77459999999999996,0.311170944,0.53832540800000006,0.96296353600000018,0.91578224000000019,0.46449999999999997,0.69122223999999999,5.5166208000000008E-2,0.88291000000000008,0.88703303999999994,0.70067902400000004,0.2616888,0.49490000000000006,0.666457984,0.74964684800000003,0.90413844800000009,0.4012,0.51439999999999997,0.93000166400000006,0.92116212799999997,0.86128646399999986,0.89203200000000027,0.83740000000000014,0.62310513600000017,0.90880000000000016,0.55510113600000011,0.12110806400000002,0.89781987199999991,0.433882816,0.83113099199999996,0.85260000000000002,0.85242067200000005,0.27417000000000002,0.10364,0.42382467200000007,0.94058676800000018,0.7317190400000001,8.5396304000000006E-2,0.170521696,0.90410000000000001,0.78052859199999991,0.30730000000000002,5.1999999999999998E-2,0.21854388800000002,0.23080000000000003,0.8115,0.19756800000000002,0.15861932799999998,0.11686361599999999,0.14935948799999998,5.2146831999999997E-2,7.2400000000000006E-2,0.62319999999999998,0.63091799999999998,0.19646999999999998,8.660000000000001E-2,7.7907983999999986E-2,0.52050000000000007,0.81251399999999996,0.36915211199999998,0.97721956799999987,0.26443308799999998,0.11115000000000001,1.3605487999999999E-2,5.9600000000000014E-2,6.7799999999999999E-2,0.20370102400000001,0.17608548799999998,0.27171052800000006,0.15140000000000001,0.46438064000000001,0.86648460800000016,0.8413794240000001,0.11600000000000002,0.12970000000000001,0.24671513599999997,0.85350395200000007,0.91667457600000013,0.84870200000000007,0.52154120000000004,0.88139999999999985,0.70289999999999997,5.6915760000000003E-2,0.51419990400000004,0.86454315200000009,0.16183940800000002,0.97624398400000012,0.90919683200000012,0.25119999999999998,0.48856899199999992,0.83093588800000007,0.77231419200000007,0.92923718399999999,0.92426659200000005,0.93704783999999985,0.27279999999999999,0.82813999999999999,0.63380000000000003]
[774,1,0.89259999999999984,0.77459999999999984,0.31279663999999996,0.5387026720000001,0.96344297599999995,0.91748196799999993,0.46450000000000002,0.6922102240000001,5.5065552000000004E-2,0.88290999999999997,0.88857742399999995,0.70088868799999993,0.26162657600000006,0.49490000000000006,0.66694584000000001,0.75193060799999989,0.90610097599999995,0.4012,0.51439999999999986,0.93071611199999982,0.92130699199999988,0.86156611199999988,0.89203840000000012,0.83740000000000003,0.62447649599999999,0.90879999999999994,0.55632232000000004,0.12116297599999999,0.89847471999999995,0.434858992,0.83114510400000008,0.85260000000000002,0.8528150080000001,0.27417000000000008,0.10364,0.42233260800000005,0.94297127999999986,0.73242131200000005,8.5364048000000012E-2,0.17017558399999999,0.90410000000000001,0.78441841600000006,0.30730000000000002,5.1999999999999998E-2,0.218064544,0.23080000000000001,0.8115,0.19798185600000001,0.15950248,0.11627608000000002,0.14854508799999999,5.1870272000000002E-2,7.2400000000000006E-2,0.62319999999999998,0.63111960000000011,0.19647000000000001,8.6599999999999996E-2,7.780169599999999E-2,0.52049999999999996,0.81271079999999996,0.368620112,0.97814510399999999,0.26761996799999999,0.11115000000000001,1.3641712E-2,5.96E-2,6.7799999999999985E-2,0.20327260799999999,0.17574174400000001,0.27128196800000004,0.15140000000000001,0.46449742400000005,0.87069211200000007,0.84707383999999997,0.11599999999999999,0.12969999999999998,0.24557112,0.85832929600000007,0.91784585600000002,0.84876439999999997,0.52228537600000013,0.88139999999999996,0.70289999999999997,5.6835120000000003E-2,0.51672127999999995,0.86548462399999992,0.16161598399999999,0.97708452800000001,0.91182024000000006,0.25119999999999998,0.48694430400000005,0.83249051200000013,0.77248721599999981,0.93089312000000013,0.92487470399999994,0.93752793600000006,0.27280000000000004,0.82813999999999988,0.63379999999999992]
[775,1,0.89259999999999995,0.77459999999999996,0.31452000000000002,0.53910000000000002,0.96394000000000002,0.91922999999999999,0.46450000000000002,0.69325000000000003,5.4960000000000002E-2,0.88290999999999997,0.89017999999999997,0.70111000000000001,0.26156000000000001,0.49490000000000001,0.66746000000000005,0.75431999999999999,0.90812000000000004,0.4012,0.51439999999999997,0.93145999999999995,0.92145999999999995,0.86185999999999996,0.89204000000000006,0.83740000000000003,0.62592000000000003,0.90880000000000005,0.55761000000000005,0.1212,0.89915999999999996,0.43589,0.83116000000000001,0.85260000000000002,0.85323000000000004,0.27417000000000002,0.10364,0.42076000000000002,0.94535999999999998,0.73316000000000003,8.5330000000000003E-2,0.16980999999999999,0.90410000000000001,0.78844999999999998,0.30730000000000002,5.1999999999999998E-2,0.21784000000000001,0.23080000000000001,0.8115,0.19842000000000001,0.16044,0.11566,0.14768999999999999,5.1580000000000001E-2,7.2400000000000006E-2,0.62319999999999998,0.63117000000000001,0.19647000000000001,8.6599999999999996E-2,7.7689999999999995E-2,0.52049999999999996,0.81276000000000004,0.36806,0.97907,0.27101999999999998,0.11115,1.3679999999999999E-2,5.96E-2,6.7799999999999999E-2,0.20282,0.17538000000000001,0.27083000000000002,0.15140000000000001,0.46461999999999998,0.87497000000000003,0.85284000000000004,0.11600000000000001,0.12970000000000001,0.24437,0.86323000000000005,0.91905999999999999,0.84877999999999998,0.52307000000000003,0.88139999999999996,0.70289999999999997,5.6750000000000002E-2,0.51937999999999995,0.86646999999999996,0.16138,0.97792999999999997,0.91449000000000003,0.25119999999999998,0.48522999999999999,0.83411000000000002,0.77266999999999997,0.93259000000000003,0.92551000000000005,0.93803000000000003,0.27279999999999999,0.82813999999999999,0.63380000000000003]
[776,1,0.89259999999999995,0.77459999999999996,0.31632755199999996,0.53951451199999989,0.96445150400000002,0.92101646399999992,0.46450000000000002,0.69433395200000014,5.4850304000000003E-2,0.88290999999999997,0.89183062399999991,0.70134129599999984,0.26148968,0.49490000000000006,0.667996704,0.75679849599999993,0.91018404800000008,0.4012,0.51439999999999997,0.93222844799999993,0.92161999999999999,0.86216599999999999,0.89203686399999982,0.83740000000000003,0.62742513599999994,0.90879999999999994,0.55895460800000007,0.12122321600000001,0.8998709279999999,0.43696804800000005,0.83117556799999992,0.85259999999999991,0.85366264000000014,0.27416999999999997,0.10364,0.41911854400000004,0.94774494399999998,0.73392977600000009,8.5294416000000012E-2,0.16942772799999997,0.90410000000000001,0.79259790400000008,0.30730000000000002,5.2000000000000005E-2,0.21785592000000001,0.23079999999999998,0.81150000000000011,0.198879056,0.16142448000000001,0.115019792,0.14680036799999996,5.1278111999999994E-2,7.240000000000002E-2,0.62319999999999998,0.63107121599999993,0.19647000000000001,8.6599999999999983E-2,7.7573759999999992E-2,0.52049999999999985,0.81266356799999995,0.36747587200000004,0.97999147200000003,0.27460515200000002,0.11114999999999998,1.3720031999999998E-2,5.96E-2,6.7799999999999985E-2,0.20234667199999998,0.17500296000000001,0.27035804800000007,0.15140000000000003,0.46474748799999993,0.87929750399999995,0.85865123200000004,0.11599999999999999,0.12970000000000001,0.24312040000000001,0.86818254400000017,0.92030942399999993,0.84874942400000009,0.52388928000000012,0.88139999999999996,0.70289999999999997,5.6661040000000003E-2,0.52215620799999996,0.86749243199999992,0.161133264,0.97877734400000016,0.91719321599999992,0.25119999999999998,0.48343895999999992,0.83578361599999995,0.77286113600000006,0.93431875200000014,0.92616814400000003,0.93855057600000003,0.27280000000000004,0.82813999999999988,0.63379999999999992]
[777,1,0.89259999999999984,0.77459999999999996,0.31824542400000005,0.53995212800000003,0.96498473600000001,0.92286663999999996,0.46449999999999997,0.69547760000000014,5.4734927999999995E-2,0.88291000000000008,0.89355271999999997,0.70158590400000009,0.26141456000000002,0.49490000000000006,0.66856366400000011,0.759401408,0.91232236799999999,0.4012,0.51440000000000008,0.93303238399999999,0.92178932799999991,0.86248846400000012,0.89202848000000023,0.83740000000000003,0.62901345600000003,0.90880000000000016,0.56037545600000005,0.12123302400000001,0.90061763200000011,0.43810865600000004,0.83119203200000003,0.85260000000000014,0.8541191520000001,0.27417000000000002,0.10364,0.41738467200000007,0.95016052799999995,0.73474167999999995,8.5256784000000002E-2,0.16902321599999998,0.90410000000000001,0.79692067200000005,0.30730000000000002,5.1999999999999998E-2,0.21813892800000001,0.23080000000000001,0.81150000000000011,0.19936568000000002,0.16247012800000002,0.11434633599999999,0.145863408,5.0960272000000001E-2,7.240000000000002E-2,0.62319999999999998,0.63080712000000005,0.19646999999999998,8.6599999999999983E-2,7.7451343999999991E-2,0.52049999999999985,0.81240575999999998,0.36685939200000001,0.9809230080000001,0.278427488,0.11115000000000001,1.3762368000000002E-2,5.96E-2,6.7800000000000013E-2,0.20184574399999999,0.17460524800000005,0.26985932800000001,0.15140000000000001,0.46488167999999996,0.88373556800000019,0.86458862400000003,0.11600000000000001,0.12970000000000001,0.24180441599999999,0.87325643200000014,0.92161185599999995,0.84866768000000004,0.5247549600000001,0.88140000000000007,0.70290000000000008,5.6566959999999999E-2,0.52508966400000001,0.8685665119999999,0.16087220800000002,0.97963878400000004,0.91996819200000002,0.25119999999999998,0.48154547199999992,0.83753516800000005,0.77306339200000007,0.93610398400000017,0.92685851200000002,0.93909712000000012,0.27279999999999999,0.82813999999999999,0.63380000000000003]
[778,1,0.89259999999999984,0.77459999999999996,0.32010193600000009,0.54037438400000004,0.96549508799999995,0.92462985600000014,0.46449999999999997,0.69658068800000006,5.4623872000000011E-2,0.88291000000000008,0.89520177600000006,0.70182219200000007,0.26134152000000005,0.49490000000000006,0.66911094400000004,0.76190456000000006,0.91436060800000007,0.4012,0.51439999999999997,0.93380359999999996,0.92195297600000004,0.86279924800000007,0.89201721600000017,0.83740000000000014,0.63054561600000003,0.90880000000000016,0.56174726400000008,0.12123315200000001,0.90133577600000003,0.43921078400000002,0.83120793600000009,0.85260000000000002,0.85455950400000003,0.27417000000000002,0.10364,0.41571104000000003,0.95242859199999996,0.73552462400000007,8.5220431999999999E-2,0.16863230400000001,0.90410000000000001,0.80105711999999984,0.30730000000000002,5.1999999999999998E-2,0.21858025600000006,0.23080000000000003,0.8115,0.19983646400000002,0.163482976,0.11369799999999999,0.144960688,5.0654112000000001E-2,7.2400000000000006E-2,0.62319999999999998,0.63045230399999996,0.19646999999999998,8.660000000000001E-2,7.7333407999999992E-2,0.52050000000000007,0.81205939199999999,0.36626467200000001,0.98179654399999994,0.28213878400000003,0.11115000000000001,1.3803264000000001E-2,5.9600000000000014E-2,6.7799999999999999E-2,0.20136161600000002,0.17422169599999998,0.269377808,0.15140000000000001,0.465010912,0.88793763200000009,0.87019609600000003,0.11600000000000002,0.12970000000000001,0.24053659200000002,0.87805720000000009,0.92285836799999998,0.84855785600000011,0.52559072000000007,0.88139999999999985,0.70289999999999997,5.6476079999999991E-2,0.52792176000000013,0.86959963200000001,0.16061995200000001,0.980449664,0.92259732800000016,0.25119999999999998,0.47971678399999995,0.83921584000000005,0.773258848,0.9378020960000002,0.92752192000000011,0.93962262399999996,0.27279999999999999,0.82813999999999999,0.63380000000000003]
[779,1,0.89259999999999984,0.77459999999999984,0.321633008,0.54072216000000006,0.96591383999999991,0.92607371199999999,0.46450000000000002,0.69748897600000004,5.4532496E-2,0.88290999999999997,0.89655515200000002,0.70201688000000007,0.26128120000000005,0.49490000000000006,0.66956174400000001,0.76396291199999988,0.916029808,0.4012,0.51439999999999986,0.93443705599999993,0.92208782399999989,0.86305507199999998,0.89200691200000004,0.83740000000000003,0.63180729599999985,0.90879999999999994,0.56287731200000002,0.12123064000000001,0.90192632000000006,0.44011899200000004,0.83122104000000008,0.85260000000000002,0.85492209600000002,0.27417000000000008,0.10364,0.41433252800000003,0.95427257599999993,0.73616924799999994,8.5190479999999999E-2,0.168310192,0.90410000000000001,0.80445084800000011,0.30730000000000002,5.1999999999999998E-2,0.21899318400000001,0.23080000000000001,0.8115,0.200224608,0.16431854400000001,0.11316462400000001,0.144217808,5.0402191999999998E-2,7.2400000000000006E-2,0.62319999999999998,0.63012772800000005,0.19647000000000001,8.6599999999999996E-2,7.7236352000000008E-2,0.52049999999999996,0.8117425439999999,0.36577491200000001,0.98250623999999998,0.28520368000000001,0.11115000000000001,1.3836960000000001E-2,5.96E-2,6.7799999999999985E-2,0.200962688,0.173905904,0.26898116800000005,0.15140000000000001,0.46511726399999997,0.89136809600000011,0.87476868799999996,0.11599999999999999,0.12969999999999998,0.23949324799999996,0.88197524800000004,0.92388112000000011,0.84845739199999992,0.52627920000000006,0.88139999999999996,0.70289999999999997,5.6401199999999999E-2,0.53025473600000006,0.87044923199999991,0.160412096,0.98110974400000006,0.92474430400000007,0.25119999999999998,0.47821017599999999,0.840596432,0.77341990399999994,0.93919132799999994,0.92806724799999996,0.94005468799999992,0.27280000000000004,0.82813999999999988,0.63379999999999992]
[780,1,0.89259999999999995,0.77459999999999996,0.32268000000000002,0.54096,0.96619999999999995,0.92706,0.46450000000000002,0.69811000000000001,5.4469999999999998E-2,0.88290999999999997,0.89748000000000006,0.70215000000000005,0.26124000000000003,0.49490000000000001,0.66986999999999997,0.76536999999999999,0.91717000000000004,0.4012,0.51439999999999997,0.93486999999999998,0.92218,0.86323000000000005,0.89200000000000002,0.83740000000000003,0.63266999999999995,0.90880000000000005,0.56364999999999998,0.12123,0.90232999999999997,0.44074000000000002,0.83123000000000002,0.85260000000000002,0.85516999999999999,0.27417000000000002,0.10364,0.41338999999999998,0.95552999999999999,0.73660999999999999,8.5169999999999996E-2,0.16808999999999999,0.90410000000000001,0.80676999999999999,0.30730000000000002,5.1999999999999998E-2,0.21926000000000001,0.23080000000000001,0.8115,0.20049,0.16489000000000001,0.1128,0.14371,5.0229999999999997E-2,7.2400000000000006E-2,0.62319999999999998,0.62990999999999997,0.19647000000000001,8.6599999999999996E-2,7.7170000000000002E-2,0.52049999999999996,0.81152999999999997,0.36543999999999999,0.98299000000000003,0.2873,0.11115,1.3860000000000001E-2,5.96E-2,6.7799999999999999E-2,0.20069000000000001,0.17369000000000001,0.26871,0.15140000000000001,0.46518999999999999,0.89371,0.87788999999999995,0.11600000000000001,0.12970000000000001,0.23877999999999999,0.88465000000000005,0.92457999999999996,0.84838999999999998,0.52675000000000005,0.88139999999999996,0.70289999999999997,5.6349999999999997E-2,0.53185000000000004,0.87102999999999997,0.16027,0.98155999999999999,0.92620999999999998,0.25119999999999998,0.47717999999999999,0.84153999999999995,0.77353000000000005,0.94013999999999998,0.92844000000000004,0.94035000000000002,0.27279999999999999,0.82813999999999999,0.63380000000000003]

{"sheet":"CMF","index":14,"n_rows":403,"n_cols":8,"rows_kept":403,"cut":false,"hidden":false,"merged":[[0,1,0,3],[0,5,0,7]]}
[null,"CIE 1931 2° Standard Colorimetric Observer",null,null,null,"CIE 1964 10° Standard Colorimetric Observer"]
["Wavelength (nm)","X2","Y2","Z2",null,"X10","Y10","Z10"]
[380,1.3680000000000001E-3,3.8999999999999999E-5,6.4500010000000003E-3,null,1.5995199999999999E-4,1.7363999999999998E-5,7.0477599999999995E-4]
[381,1.4935552E-3,4.2623039999999998E-5,7.0426703800000002E-3,null,2.0411760000000001E-4,2.2176660000000001E-5,8.9888230000000004E-4]
[382,1.6359536000000001E-3,4.6750720000000001E-5,7.7148916299999998E-3,null,2.6988224000000001E-4,2.9305090000000001E-5,1.18890259E-3]
[383,1.8023744E-3,5.1566880000000001E-5,8.5007770899999998E-3,null,3.6381287999999999E-4,3.9446790000000003E-5,1.60417213E-3]
[384,1.9999967999999998E-3,5.7255359999999998E-5,9.4344391000000007E-3,null,4.9247647999999997E-4,5.3299259999999997E-5,2.1740261800000001E-3]
[385,2.2360000000000001E-3,6.3999999999999997E-5,1.054999E-2,null,6.6244000000000003E-4,7.1559999999999999E-5,2.9277999999999999E-3]
[386,2.5379280000000001E-3,7.2399999999999998E-5,1.197767347E-2,null,8.4302246000000003E-4,9.1136770000000003E-5,3.72493715E-3]
[387,2.8875039999999999E-3,8.2120000000000007E-5,1.36314377E-2,null,1.08735075E-3,1.1746422E-4,4.80713754E-3]
[388,3.2868160000000001E-3,9.3239999999999995E-5,1.552136218E-2,null,1.4113038100000001E-3,1.5218729999999999E-4,6.2462093400000003E-3]
[389,3.7379520000000001E-3,1.0584E-4,1.7657526449999999E-2,null,1.8307605799999999E-3,1.9695091000000001E-4,8.1139607699999994E-3]
[390,4.2430000000000002E-3,1.2E-4,2.005001E-2,null,2.3616000000000002E-3,2.5339999999999998E-4,1.0482200000000001E-2]
[391,4.7531040000000002E-3,1.3480799999999999E-4,2.2466968800000001E-2,null,2.9614516799999998E-3,3.1735792E-4,1.3150041600000001E-2]
[392,5.3340319999999998E-3,1.5158399999999999E-4,2.5220886800000002E-2,null,3.7190062399999999E-3,3.9774656000000002E-4,1.6530160799999999E-2]
[393,6.0006080000000002E-3,1.7065599999999999E-4,2.8382324399999999E-2,null,4.6647049600000001E-3,4.9766624000000003E-4,2.0762539199999999E-2]
[394,6.7676560000000004E-3,1.9235199999999999E-4,3.2021842000000002E-2,null,5.8289891200000001E-3,6.2021728000000002E-4,2.5987158400000002E-2]
[395,7.6499999999999997E-3,2.1699999999999999E-4,3.6209999999999999E-2,null,7.2423000000000001E-3,7.6849999999999998E-4,3.2343999999999998E-2]
[396,8.7548160000000003E-3,2.46784E-4,4.1452241680000002E-2,null,8.8828855999999994E-3,9.4048319999999995E-4,3.9712584799999999E-2]
[397,9.9814880000000002E-3,2.7971199999999999E-4,4.727552384E-2,null,1.08464288E-2,1.1456815999999999E-3,4.8558470399999998E-2]
[398,1.1321751999999999E-2,3.1564800000000002E-4,5.364168616E-2,null,1.3176419199999999E-2,1.3884784E-3,5.90867536E-2]
[399,1.2767344E-2,3.5445600000000001E-4,6.0512568320000001E-2,null,1.59163464E-2,1.6732568E-3,7.1502531199999997E-2]
[400,1.431E-2,3.9599999999999998E-4,6.7850010000000002E-2,null,1.91097E-2,2.0043999999999999E-3,8.6010900000000001E-2]
[401,1.561336E-2,4.3124800000000002E-4,7.4050728639999994E-2,null,2.2825998399999999E-2,2.3886656000000001E-3,0.1028791136]
[402,1.7079279999999999E-2,4.7118399999999998E-4,8.1032966720000002E-2,null,2.70761952E-2,2.8274687999999999E-3,0.1222345728]
[403,1.8781519999999999E-2,5.17896E-4,8.9149844480000004E-2,null,3.1897272800000001E-2,3.3245992000000002E-3,0.1442668352]
[404,2.0793840000000001E-2,5.73472E-4,9.8754482160000004E-2,null,3.7326213599999998E-2,3.8838464E-3,0.1691654584]
[405,2.3189999999999999E-2,6.4000000000000005E-4,0.11020000000000001,null,4.3400000000000001E-2,4.509E-3,0.19711999999999999]
[406,2.626328E-2,7.2555199999999997E-4,0.12487279951999999,null,5.0382894400000003E-2,5.2282687999999997E-3,0.22926989280000001]
[407,2.9813039999999999E-2,8.2473599999999996E-4,0.14183439936,null,5.8027779199999997E-2,6.0149184000000003E-3,0.26461735040000001]
[408,3.3858159999999998E-2,9.3814400000000002E-4,0.16117959943999999,null,6.6314816799999995E-2,6.8666335999999998E-3,0.3031144616]
[409,3.8417519999999997E-2,1.066368E-3,0.18300319968000001,null,7.5224169600000002E-2,7.7810991999999997E-3,0.34471331519999998]
[410,4.351E-2,1.2099999999999999E-3,0.2074,null,8.4736000000000006E-2,8.7559999999999999E-3,0.38936599999999999]
[411,4.8947440000000002E-2,1.3576E-3,0.2334456,null,9.4962768000000003E-2,9.7867360000000007E-3,0.43768928000000001]
[412,5.5007519999999997E-2,1.5248E-3,0.26250879999999999,null,0.10571926399999999,1.0873848E-2,0.48880440000000003]
[413,6.1760879999999997E-2,1.7152000000000001E-3,0.29493920000000001,null,0.116952576,1.2015592E-2,0.54249727999999997]
[414,6.9278160000000005E-2,1.9323999999999999E-3,0.3310864,null,0.128609792,1.3210224E-2,0.59855384]
[415,7.7630000000000005E-2,2.1800000000000001E-3,0.37130000000000002,null,0.14063800000000001,1.4456E-2,0.65676000000000001]
[416,8.7137279999999998E-2,2.4558399999999999E-3,0.41704799679999999,null,0.15314259199999999,1.5746248000000001E-2,0.71778014400000001]
[417,9.7557840000000007E-2,2.77072E-3,0.46728199440000001,null,0.165872776,1.7085383999999999E-2,0.78030211199999999]
[418,0.10889976,3.1296800000000001E-3,0.52207199360000001,null,0.178736064,1.8472895999999999E-2,0.84389220799999998]
[419,0.12117111999999999,3.53776E-3,0.58148799520000005,null,0.19163996799999999,1.9908272000000001E-2,0.90811673599999998]
[420,0.13438,4.0000000000000001E-3,0.64559999999999995,null,0.20449200000000001,2.1391E-2,0.97254200000000002]
[421,0.1496836,4.5569599999999997E-3,0.72007162161000005,null,0.217043928,2.2921655999999999E-2,1.036060448]
[422,0.16565360000000001,5.1692800000000001E-3,0.79798084479999998,null,0.22939794399999999,2.4498368E-2,1.0990807039999999]
[423,0.1820108,5.8331199999999998E-3,0.87799926719999999,null,0.24150049600000001,2.6120351999999999E-2,1.161337536]
[424,0.19847600000000001,6.54464E-3,0.95879848639999998,null,0.25329803200000001,2.7786824000000002E-2,1.222565712]
[425,0.21476999999999999,7.3000000000000001E-3,1.0390501000000001,null,0.264737,2.9496999999999999E-2,1.2825]
[426,0.22992144,8.0819199999999994E-3,1.1141053664,null,0.27544080799999998,3.1225392000000001E-2,1.339397664]
[427,0.24451632000000001,8.9033600000000008E-3,1.1867863072,null,0.285759704,3.3002096000000002E-2,1.3948403519999999]
[428,0.25844847999999998,9.7638399999999993E-3,1.2565946048000001,null,0.29572089600000001,3.4832504E-2,1.448932208]
[429,0.27161175999999998,1.066288E-2,1.3230319416,null,0.30535159200000001,3.6722008E-2,1.5017773759999999]
[430,0.28389999999999999,1.1599999999999999E-2,1.3855999999999999,null,0.31467899999999999,3.8676000000000002E-2,1.55348]
[431,0.29479168,1.257344E-2,1.4419374352000001,null,0.32416309599999998,4.0727776E-2,1.60616976]
[432,0.30469984,1.358432E-2,1.4938747135999999,null,0.33329012800000002,4.2847848000000001E-2,1.65741888]
[433,0.31362215999999998,1.463248E-2,1.5413792744000001,null,0.34197911199999997,4.5034631999999998E-2,1.70682512]
[434,0.32155632000000001,1.5717760000000001E-2,1.5844185568,null,0.35014906400000001,4.7286544E-2,1.7539862399999999]
[435,0.32850000000000001,1.6840000000000001E-2,1.62296,null,0.35771900000000001,4.9602E-2,1.7985]
[436,0.33428735999999998,1.800736E-2,1.6560504,null,0.364475936,5.2017783999999997E-2,1.8393958399999999]
[437,0.33912048,1.9209279999999999E-2,1.6848080000000001,null,0.370503888,5.4484352E-2,1.87698192]
[438,0.34303792,2.044352E-2,1.7094304,null,0.37575487200000002,5.6990527999999999E-2,1.9109980799999999]
[439,0.34607823999999998,2.1707839999999999E-2,1.7301152,null,0.38018090399999999,5.9525135999999999E-2,1.9411841599999999]
[440,0.34827999999999998,2.3E-2,1.7470600000000001,null,0.38373400000000002,6.2077E-2,1.9672799999999999]
[441,0.34956848000000001,2.4284480000000001E-2,1.7598918400000001,null,0.38604601599999999,6.4527104000000002E-2,1.98746512]
[442,0.35012384000000002,2.5600640000000001E-2,1.7695215200000001,null,0.38746916799999997,6.6999072000000007E-2,2.0034297599999999]
[443,0.35001295999999998,2.6954559999999999E-2,1.7762892800000001,null,0.38803551200000003,6.9508687999999999E-2,2.0153038400000001]
[444,0.34930272000000001,2.835232E-2,1.78053536,null,0.38777710399999998,7.2071735999999997E-2,2.0232172799999999]
[445,0.34805999999999998,2.98E-2,1.7826,null,0.38672600000000001,7.4704000000000007E-2,2.0272999999999999]
[446,0.34642719999999999,3.1315200000000001E-2,1.7832720799999999,null,0.38480903999999999,7.7486864000000003E-2,2.0272121599999999]
[447,0.34437679999999998,3.2889599999999998E-2,1.7823310400000001,null,0.38218980000000002,8.0354112000000005E-2,2.0236708800000001]
[448,0.34195680000000001,3.4526399999999999E-2,1.7800049600000001,null,0.37892663999999998,8.3305128000000006E-2,2.0169235200000002]
[449,0.33921519999999999,3.6228799999999999E-2,1.77652192,null,0.37507792000000001,8.6339295999999996E-2,2.0072174399999998]
[450,0.3362,3.7999999999999999E-2,1.7721100000000001,null,0.37070199999999998,8.9455999999999994E-2,1.9947999999999999]
[451,0.33330352000000002,3.9849599999999999E-2,1.7688494400000001,null,0.36612965600000003,9.2553055999999995E-2,1.9808961599999999]
[452,0.33014336,4.1772799999999999E-2,1.76465312,null,0.36107872800000002,9.5756807999999999E-2,1.9645312800000001]
[453,0.32668143999999999,4.3771200000000003E-2,1.7592860800000001,null,0.35553947200000002,9.9092031999999997E-2,1.94570832]
[454,0.32287968,4.5846400000000002E-2,1.75251336,null,0.34950214400000001,0.10258350400000001,1.92443024]
[455,0.31869999999999998,4.8000000000000001E-2,1.7441,null,0.34295700000000001,0.106256,1.9007000000000001]
[456,0.31399680000000002,5.0243200000000002E-2,1.73348912,null,0.33568140000000002,0.11031436,1.8736975199999999]
[457,0.30886639999999999,5.2565599999999997E-2,1.7208481600000001,null,0.32793171999999998,0.11455828,1.84445456]
[458,0.3032976,5.4966399999999999E-2,1.70602264,null,0.31975144,0.11896751999999999,1.8131798400000001]
[459,0.29727920000000002,5.7444799999999997E-2,1.6888580799999999,null,0.31118404,0.12352183999999999,1.7800820799999999]
[460,0.2908,0.06,1.6692,null,0.30227300000000001,0.12820100000000001,1.7453700000000001]
[461,0.28393968000000003,6.2587039999999997E-2,1.64733712,null,0.29332451999999998,0.132735672,1.7104625600000001]
[462,0.27657344,6.5260319999999997E-2,1.6225609599999999,null,0.28405367999999998,0.137416976,1.6740556799999999]
[463,0.26866736000000002,6.8030080000000007E-2,1.5946062400000001,null,0.27443827999999998,0.142286944,1.63605552]
[464,0.26018752000000001,7.0906559999999993E-2,1.5632076800000001,null,0.26445612000000002,0.147387608,1.5963682400000001]
[465,0.25109999999999999,7.3899999999999993E-2,1.5281,null,0.25408500000000001,0.15276100000000001,1.5548999999999999]
[466,0.24064256000000001,7.7018080000000003E-2,1.48494624,null,0.24303865599999999,0.15879481600000001,1.5112824]
[467,0.22969168000000001,8.0274239999999997E-2,1.43857072001,null,0.23162496799999999,0.16509900799999999,1.4657648000000001]
[468,0.21839552000000001,8.3679359999999994E-2,1.38972608,null,0.21988775199999999,0.17162919200000001,1.4183220000000001]
[469,0.20690223999999999,8.724432E-2,1.33916496,null,0.20787082400000001,0.17834098400000001,1.3689287999999999]
[470,0.19536000000000001,9.0980000000000005E-2,1.2876399999999999,null,0.19561799999999999,0.18518999999999999,1.3175600000000001]
[471,0.18437136000000001,9.493248E-2,1.2382081568000001,null,0.182829032,0.19206382399999999,1.2615518400000001]
[472,0.17351648,9.9068639999999999E-2,1.1887416743999999,null,0.169977816,0.19900311200000001,1.2041773200000001]
[473,0.16282991999999999,0.10339056000000001,1.1394171136,null,0.15719418399999999,0.20598048799999999,1.1460708799899999]
[474,0.15234623999999999,0.10790031999999999,1.0904110352,null,0.144607968,0.21296857599999999,1.0878669599999999]
[475,0.1421,0.11260000000000001,1.0419,null,0.13234899999999999,0.21994,1.0302]
[476,0.13220095968000001,0.11753008,0.99427370159999995,null,0.12103508,0.22638898399999999,0.975387]
[477,0.12258967944,0.12264464,0.94744228480000003,null,0.11018608000000001,0.23288615200000001,0.92195919999999998]
[478,0.11328191936,0.12793615999999999,0.90152902720000005,null,9.9809839999999997E-2,0.23952372799999999,0.87013039999999997]
[479,0.10429343952,0.13339712000000001,0.85665720639999998,null,8.99142E-2,0.24639393600000001,0.82011440000000002]
[480,9.5640000000000003E-2,0.13902,0.81295010000000001,null,8.0506999999999995E-2,0.25358900000000001,0.77212499999999995]
[481,8.7305042159999999E-2,0.14462063999999999,0.77059112640000005,null,7.1559343999999997E-2,0.26198716,0.72751123200000001]
[482,7.9344724480000003E-2,0.15041231999999999,0.72962838720000001,null,6.3124992000000005E-2,0.27069811999999999,0.68506785599999998]
[483,7.1782886719999994E-2,0.15643167999999999,0.69017012479999995,null,5.5220968000000002E-2,0.27961760000000002,0.64472486399999995]
[484,6.4643368640000004E-2,0.16271536,0.65232458159999995,null,4.7864296000000001E-2,0.28864131999999998,0.60641224800000004]
[485,5.7950010000000003E-2,0.16930000000000001,0.61619999999999997,null,4.1071999999999997E-2,0.29766500000000001,0.57006000000000001]
[486,5.1921848639999997E-2,0.17625936,0.58254847519999997,null,3.4950799999999997E-2,0.30561088800000002,0.53548931200000005]
[487,4.6338726720000001E-2,0.18358368,0.55067343359999998,null,2.94056E-2,0.313591544,0.50276617599999995]
[488,4.1175684480000002E-2,0.19130032,0.52052215440000005,null,2.4431000000000001E-2,0.321746056,0.47184778399999999]
[489,3.6407762160000003E-2,0.19943664,0.49204191679999998,null,2.0021600000000001E-2,0.33021351199999999,0.442691328]
[490,3.2009999999999997E-2,0.20802000000000001,0.46517999999999998,null,1.6171999999999999E-2,0.33913300000000002,0.41525400000000001]
[491,2.789343952E-2,0.21712448000000001,0.43994672000000001,null,1.2987551999999999E-2,0.34937999199999997,0.389733408]
[492,2.4113119360000001E-2,0.22671904000000001,0.41621056000000001,null,1.0324415999999999E-2,0.36017309600000003,0.36578622399999999]
[493,2.066007944E-2,0.23681936000000001,0.39390303999999998,null,8.1495040000000001E-3,0.371467304,0.34330953600000003]
[494,1.7525359680000002E-2,0.24744111999999999,0.37295568000000001,null,6.429728E-3,0.38321760799999999,0.32220043199999998]
[495,1.47E-2,0.2586,0.3533,null,5.1320000000000003E-3,0.39537899999999998,0.30235600000000001]
[496,1.2145919999999999E-2,0.27017984,0.33488096000000001,null,3.9878400000000003E-3,0.40785338399999999,0.28340385600000001]
[497,9.8905599999999996E-3,0.28236112000000002,0.31761328,null,3.2583999999999998E-3,0.42066211199999998,0.26557792800000002]
[498,7.9322400000000001E-3,0.29519247999999998,0.30142511999999999,null,2.9694399999999998E-3,0.43377344800000001,0.24884267199999999]
[499,6.2692800000000003E-3,0.30872255999999998,0.28624463999999999,null,3.14672E-3,0.44715565600000001,0.233162544]
[500,4.8999999999999998E-3,0.32300000000000001,0.27200000000000002,null,3.8159999999999999E-3,0.46077699999999999,0.218502]
[501,3.7488E-3,0.33854000000000001,0.25884400000000002,null,5.1877119999999997E-3,0.47449118400000001,0.20508501600000001]
[502,2.9064E-3,0.35480800000000001,0.246424,null,7.0567759999999998E-3,0.48840967200000002,0.19255164799999999]
[503,2.3896E-3,0.37173600000000001,0.23461199999999999,null,9.4027840000000008E-3,0.50252936800000003,0.18080147199999999]
[504,2.2152000000000001E-3,0.38925599999999999,0.22328000000000001,null,1.2205328E-2,0.51684717599999996,0.16973406399999999]
[505,2.3999999999999998E-3,0.4073,0.21229999999999999,null,1.5443999999999999E-2,0.53136000000000005,0.159249]
[506,2.9160000000000002E-3,0.42558879999999999,0.20096800000000001,null,1.8969432000000001E-2,0.54609268,0.14867260800000001]
[507,3.836E-3,0.4443184,0.18987599999999999,null,2.2922416000000001E-2,0.56100720000000004,0.13862102400000001]
[508,5.1879999999999999E-3,0.46347359999999999,0.17904,null,2.7314784000000002E-2,0.57609348000000005,0.12913713600000001]
[509,7.0000000000000001E-3,0.4830392,0.16847599999999999,null,3.2158368E-2,0.59134144,0.120263832]
[510,9.2999999999999992E-3,0.503,0.15820000000000001,null,3.7464999999999998E-2,0.60674099999999997,0.112044]
[511,1.2180959999999999E-2,0.52369279999999996,0.14811760031999999,null,4.3273807999999997E-2,0.62244527999999999,0.104984944]
[512,1.558968E-2,0.54466239999999999,0.13838280055999999,null,4.9562504E-2,0.63824020000000004,9.8549031999999995E-2]
[513,1.953792E-2,0.56580560000000002,0.12903920063999999,null,5.6336096000000002E-2,0.65407488000000003,9.2663047999999998E-2]
[514,2.403744E-2,0.58701919999999996,0.12013040048,null,6.3599591999999996E-2,0.66989843999999998,8.7253776000000005E-2]
[515,2.9100000000000001E-2,0.60819999999999996,0.11169999999999999,null,7.1358000000000005E-2,0.68566000000000005,8.2248000000000002E-2]
[516,3.4855120000000003E-2,0.62931840000000006,0.10398519752,null,7.9754279999999997E-2,0.70147962399999997,7.7419704000000006E-2]
[517,4.116736E-2,0.65017919999999996,9.6787594960000001E-2,null,8.8621000000000005E-2,0.717092752,7.2886672E-2]
[518,4.8019039999999999E-2,0.67066079999999995,9.0102392640000001E-2,null,9.7928680000000004E-2,0.73240576800000001,6.8613887999999998E-2]
[519,5.5392480000000001E-2,0.69064159999999997,8.3924790880000003E-2,null,0.10764783999999999,0.74732505599999999,6.4566336000000002E-2]
[520,6.3270000000000007E-2,0.71,7.8249990000000005E-2,null,0.11774900000000001,0.76175700000000002,6.0708999999999999E-2]
[521,7.1646080000000001E-2,0.72799360000000002,7.3263273520000005E-2,null,0.128100088,0.77507889600000002,5.6829039999999997E-2]
[522,8.0487840000000005E-2,0.74527679999999996,6.8722237759999999E-2,null,0.138799864,0.78785848800000002,5.3113720000000003E-2]
[523,8.9774560000000003E-2,0.76188319999999998,6.4574562239999994E-2,null,0.14984449599999999,0.80013443200000001,4.9572480000000002E-2]
[524,9.9485519999999994E-2,0.77784640000000005,6.0767926479999998E-2,null,0.16123015199999999,0.81194538400000005,4.6214760000000001E-2]
[525,0.1096,0.79320000000000002,5.7250009999999997E-2,null,0.172953,0.82333000000000001,4.3049999999999998E-2]
[526,0.1201814432,0.80816159679999999,5.3859689119999998E-2,null,0.18512667999999999,0.83427644000000001,4.0199895999999999E-2]
[527,0.1311039256,0.82253479439999999,5.0680647359999997E-2,null,0.19760052,0.84488648,3.7533568000000003E-2]
[528,0.14232568640000001,0.83630719360000005,4.7687765040000003E-2,null,0.21034132,0.85521139999999995,3.5032392000000002E-2]
[529,0.1538049648,0.8494663952,4.4855922479999998E-2,null,0.22331587999999999,0.86530247999999998,3.2677744000000002E-2]
[530,0.16550000000000001,0.86199999999999999,4.2160000000000003E-2,null,0.23649100000000001,0.87521099999999996,3.0450999999999999E-2]
[531,0.1772003784,0.87377402159999995,3.9474079519999997E-2,null,0.24967978399999999,0.88542180800000003,2.8251775999999999E-2]
[532,0.18907515520000001,0.88492804479999998,3.6899039359999997E-2,null,0.263041152,0.89544422400000001,2.6163648000000001E-2]
[533,0.20112473280000001,0.89548006719999995,3.4434959440000003E-2,null,0.27658032799999999,0.90522113599999998,2.4188431999999999E-2]
[534,0.21334951360000001,0.90544808639999996,3.2081919680000001E-2,null,0.290302536,0.91469543200000003,2.2327943999999999E-2]
[535,0.2257499,0.9148501,2.9839999999999998E-2,null,0.30421300000000001,0.92381000000000002,2.0584000000000002E-2]
[536,0.23831991359999999,0.92374888639999997,2.7714079999999999E-2,null,0.31842052799999998,0.93252071999999997,1.9023568000000001E-2]
[537,0.2510679328,0.93210646720000001,2.5698240000000001E-2,null,0.33280086399999997,0.94075423999999996,1.7567024000000001E-2]
[538,0.26399595520000002,0.93992964479999996,2.3791360000000001E-2,null,0.34733333599999999,0.94845020000000002,1.6199895999999998E-2]
[539,0.27710597840000001,0.9472252216,2.1992319999999999E-2,null,0.36199727199999998,0.95554824000000005,1.4907712E-2]
[540,0.29039999999999999,0.95399999999999996,2.0299999999999999E-2,null,0.376772,0.96198799999999995,1.3676000000000001E-2]
[541,0.303894408,0.96024959200000004,1.8721280029999999E-2,null,0.39151649599999999,0.96723360000000003,1.2410704E-2]
[542,0.31757321199999999,0.96599478800000005,1.7245040060000001E-2,null,0.406360528,0.97181907999999995,1.1196832E-2]
[543,0.33143481200000002,0.97124518800000004,1.5868160060000001E-2,null,0.421313512,0.97580296,1.0039808000000001E-2]
[544,0.34547760799999999,0.97601039199999995,1.458752005E-2,null,0.43638486399999998,0.97924376000000002,8.9450559999999998E-3]
[545,0.35970000000000002,0.98029999999999995,1.34E-2,null,0.45158399999999999,0.98219999999999996,7.9179999999999997E-3]
[546,0.3740811752,0.98409642159999999,1.230919982E-2,null,0.46681223999999999,0.98469423199999995,7.0112000000000004E-3]
[547,0.38864354960000003,0.98744324480000001,1.1303599609999999E-2,null,0.48221412000000002,0.98682993600000002,6.1711600000000002E-3]
[548,0.4033903264,0.99035686720000005,1.0378399389999999E-2,null,0.49782608,0.98867462399999995,5.3915200000000003E-3]
[549,0.4183247088,0.99285368640000005,9.5287991800000003E-3,null,0.51368455999999996,0.99029580800000006,4.6659199999999996E-3]
[550,0.4334499,0.99495009999999995,8.7499989999999996E-3,null,0.52982600000000002,0.991761,3.9880000000000002E-3]
[551,0.44881393520000001,0.99674248639999996,8.0339989200000003E-3,null,0.54659391199999996,0.99362878399999999,3.3012240000000002E-3]
[552,0.46436397759999998,0.99814726720000002,7.3799988800000004E-3,null,0.563640896,0.99535283200000002,2.661952E-3]
[553,0.48009202239999998,0.9991608448,6.7839988800000002E-3,null,0.58092662399999995,0.99687788799999999,2.0763679999999999E-3]
[554,0.49599006480000002,0.9997796216,6.2419989200000001E-3,null,0.59841076800000004,0.998148696,1.5506560000000001E-3]
[555,0.51205009999999995,1,5.7499990000000004E-3,null,0.61605299999999996,0.99911000000000005,1.091E-3]
[556,0.52830889120000002,0.99984719519999998,5.3023992200000002E-3,null,0.63376390400000004,0.99961579199999995,7.5120000000000004E-4]
[557,0.54470247360000001,0.99928159360000002,4.8971994499999996E-3,null,0.65156451199999998,0.99972425600000003,4.7792E-4]
[558,0.56121165039999998,0.99829239439999995,4.5307996700000002E-3,null,0.66942676800000001,0.99940282400000002,2.6543999999999998E-4]
[559,0.57781722479999997,0.99686879679999996,4.1995998600000001E-3,null,0.687322616,0.99861892799999996,1.0804E-4]
[560,0.59450000000000003,0.995,3.8999999999999998E-3,null,0.70522399999999996,0.99734,0]
[561,0.61121679520000005,0.99259359999999996,3.62039983E-3,null,0.72309374400000004,0.99536089599999999,-5.2367999999999997E-5]
[562,0.62797839359999996,0.98974079999999998,3.3671996200000001E-3,null,0.740915192,0.99286476800000001,-6.9824000000000001E-5]
[563,0.64477159439999998,0.98645119999999997,3.1387993800000001E-3,null,0.75866256799999998,0.98986219200000003,-6.1095999999999999E-5]
[564,0.6615831968,0.98273440000000001,2.93359917E-3,null,0.77631009600000001,0.98636374400000004,-3.4912E-5]
[565,0.6784,0.97860000000000003,2.7499989999999999E-3,null,0.79383199999999998,0.98238000000000003,0]
[566,0.69525519999999996,0.9740896,2.5847991399999999E-3,null,0.811372392,0.97801763200000003,0]
[567,0.71207759999999998,0.96917279999999995,2.4383993299999999E-3,null,0.82869313600000005,0.97316709599999995,0]
[568,0.7288424,0.96385120000000002,2.3095995499999998E-3,null,0.84572598399999999,0.96781494400000001,0]
[569,0.74552479999999999,0.95812640000000004,2.1971997799999999E-3,null,0.86240268799999997,0.96194772799999995,0]
[570,0.7621,0.95199999999999996,2.0999999999999999E-3,null,0.87865499999999996,0.95555199999999996,0]
[571,0.77854959999999995,0.94544159999999999,2.01840002E-3,null,0.89405185600000003,0.94831460000000001,0]
[572,0.79484080000000001,0.93849280000000002,1.9492000100000001E-3,null,0.90897852800000001,0.94059672000000005,0]
[573,0.81094719999999998,0.93116319999999997,1.89079999E-3,null,0.92345747199999995,0.93245984000000004,0]
[574,0.82684239999999998,0.92346240000000002,1.84159998E-3,null,0.93751114400000002,0.92396544000000003,0]
[575,0.84250000000000003,0.91539999999999999,1.8E-3,null,0.95116199999999995,0.91517499999999996,0]
[576,0.85794479999999995,0.90700800000000004,1.76600022E-3,null,0.96430948800000005,0.90611451200000004,0]
[577,0.87308640000000004,0.89826799999999996,1.7360004500000001E-3,null,0.97712982400000004,0.89688981599999995,0]
[578,0.88788560000000005,0.88918399999999997,1.70800067E-3,null,0.989676216,0.88757126399999997,0]
[579,0.90230319999999997,0.87975999999999999,1.6800008600000001E-3,null,1.0020018719999999,0.87822920800000004,0]
[580,0.9163,0.87,1.6500009999999999E-3,null,1.01416,0.86893399999999998,0]
[581,0.92977920000000003,0.85983759999999998,1.60640086E-3,null,1.0268346239999999,0.86028818399999996,0]
[582,0.94277359999999999,0.84936480000000003,1.5592006700000001E-3,null,1.039290432,0.85169687199999999,0]
[583,0.95525839999999995,0.83860319999999999,1.50880045E-3,null,1.051422928,0.84309736800000001,0]
[584,0.96720879999999998,0.82757440000000004,1.45560022E-3,null,1.0631276160000001,0.83442697600000004,0]
[585,0.97860000000000003,0.81630000000000003,1.4E-3,null,1.0743,0.825623,0]
[586,0.98939440000000001,0.80479840000000002,1.3359999499999999E-3,null,1.0848182399999999,0.81649762400000003,0]
[587,0.99958320000000001,0.7930952,1.2719999399999999E-3,null,1.09459952,0.80714455200000002,0]
[588,1.0091448000000001,0.78121280000000004,1.2099999399999999E-3,null,1.10354368,0.79753236800000005,0]
[589,1.0180575999999999,0.76917360000000001,1.1519999699999999E-3,null,1.11155056,0.78762965600000001,0]
[590,1.0263,0.75700000000000001,1.1000000000000001E-3,null,1.11852,0.77740500000000001,0]
[591,1.0340072,0.74477199999999999,1.0736000000000001E-3,null,1.1238760000000001,0.76657735199999999,0]
[592,1.0409615999999999,0.73243999999999998,1.0528E-3,null,1.1281132,0.755427336,0]
[593,1.0471024,0.72001199999999999,1.0352E-3,null,1.1312504000000001,0.74398594399999995,0]
[594,1.0523688,0.70749600000000001,1.0184E-3,null,1.1333063999999999,0.73228416799999996,0]
[595,1.0567,0.69489999999999996,1E-3,null,1.1343000000000001,0.72035300000000002,0]
[596,1.0597023999999999,0.68221600000000004,9.6480000000000003E-4,null,1.13427688,0.70826711200000003,0]
[597,1.0617312000000001,0.66947199999999996,9.2639999999999997E-4,null,1.13322224,0.69600289599999998,0]
[598,1.0628088,0.65668000000000004,8.8559999999999995E-4,null,1.13114816,0.68358042399999996,0]
[599,1.0629576000000001,0.64385199999999998,8.432E-4,null,1.1280667200000001,0.67101976799999996,0]
[600,1.0622,0.63100000000000001,8.0000000000000004E-4,null,1.12399,0.65834099999999995,0]
[601,1.0607856,0.61816159999999998,7.6192000000000002E-4,null,1.1189511999999999,0.64561251200000003,0]
[602,1.0584528,0.60531679999999999,7.2336000000000004E-4,null,1.1129359999999999,0.63279397599999998,0]
[603,1.0551672000000001,0.59247119999999998,6.8384000000000001E-4,null,1.1059512,0.61989338400000005,0]
[604,1.0508944,0.57963039999999999,6.4287999999999997E-4,null,1.0980036,0.60691872800000002,0]
[605,1.0456000000000001,0.56679999999999997,5.9999999999999995E-4,null,1.0891,0.59387800000000002,0]
[606,1.0389455999999999,0.55395680000000003,5.4575999999999995E-4,null,1.0791908800000001,0.58077154399999997,0]
[607,1.0312768000000001,0.54114240000000002,4.9087999999999996E-4,null,1.0683534400000001,0.56761691199999997,0]
[608,1.0226352000000001,0.52836959999999999,4.3711999999999999E-4,null,1.0566085599999999,0.55442400800000002,0]
[609,1.0130623999999999,0.51565119999999998,3.8623999999999999E-4,null,1.0439771200000001,0.54120273600000002,0]
[610,1.0025999999999999,0.503,3.4000000000000002E-4,null,1.0304800000000001,0.52796299999999996,0]
[611,0.99140960320000004,0.49049280000000001,3.1072000000000001E-4,null,1.0160162559999999,0.51467220800000002,0]
[612,0.97938280560000002,0.4780624,2.8696E-4,null,1.0007590479999999,0.501393384,0]
[613,0.96653120640000001,0.4657056,2.6783999999999998E-4,null,0.98475971200000001,0.48814705600000002,0]
[614,0.95286640479999996,0.45341920000000002,2.5248000000000002E-4,null,0.96806958399999998,0.47495375200000001,0]
[615,0.93840000000000001,0.44119999999999998,2.4000000000000001E-4,null,0.95074000000000003,0.46183400000000002,0]
[616,0.92316917840000001,0.42907679999999998,2.2887999999999999E-4,null,0.93277871199999995,0.44879693599999998,0]
[617,0.90715355519999996,0.4170064,2.1903999999999999E-4,null,0.91429153600000002,0.43587732800000001,0]
[618,0.89035833279999999,0.40497759999999999,2.0976E-4,null,0.89534070399999999,0.42309855200000002,0]
[619,0.87278871359999999,0.39297919999999997,2.0032000000000001E-4,null,0.87598844799999998,0.41048398400000002,0]
[620,0.85444989999999998,0.38100000000000001,1.9000000000000001E-4,null,0.85629699999999997,0.39805699999999999,0]
[621,0.83494711359999996,0.36886239999999998,1.7264E-4,null,0.83655102400000003,0.38602510400000001,0]
[622,0.81478553279999999,0.3567632,1.5432E-4,null,0.81653471200000005,0.37418151199999999,0]
[623,0.79407035520000002,0.34473280000000001,1.3568E-4,null,0.79625468799999999,0.362503568,0]
[624,0.77290677839999999,0.33280159999999998,1.1736E-4,null,0.77571757600000002,0.35096861600000001,0]
[625,0.75139999999999996,0.32100000000000001,1E-4,null,0.75492999999999999,0.33955400000000002,0]
[626,0.72961360480000004,0.30935200000000002,8.7120000000000006E-5,null,0.73388661600000005,0.32819828000000001,0]
[627,0.7077048064,0.29789599999999999,7.5760000000000006E-5,null,0.71260900800000004,0.31692727999999998,0]
[628,0.68578920560000001,0.28666399999999997,6.5839990000000006E-5,null,0.69110679200000003,0.30572803999999998,0]
[629,0.66398240320000002,0.27568799999999999,5.727999E-5,null,0.66938958400000004,0.29458760000000001,0]
[630,0.64239999999999997,0.26500000000000001,4.9999990000000002E-5,null,0.64746700000000001,0.28349299999999999,0]
[631,0.62168400000000001,0.25482399999999999,4.4239990000000003E-5,null,0.62494846400000004,0.27218772800000002,0]
[632,0.60129200000000005,0.244952,3.951999E-5,null,0.60234383199999997,0.26096326399999997,0]
[633,0.58120799999999995,0.23536799999999999,3.5679999999999997E-5,null,0.57976276800000004,0.249867536,0]
[634,0.56141600000000003,0.22605600000000001,3.256E-5,null,0.55731493600000004,0.238948472,0]
[635,0.54190000000000005,0.217,3.0000000000000001E-5,null,0.53510999999999997,0.22825400000000001,0]
[636,0.52256720000000001,0.20814559999999999,2.7520000000000001E-5,null,0.51347701599999995,0.21795988799999999,0]
[637,0.50349759999999999,0.1995248,2.5360000000000001E-5,null,0.492251408,0.207954264,0]
[638,0.48469440000000003,0.1911312,2.3439999999999999E-5,null,0.47148799200000002,0.19825309599999999,0]
[639,0.46616079999999999,0.18295839999999999,2.1679999999999999E-5,null,0.45124158399999997,0.18887235199999999,0]
[640,0.44790000000000002,0.17499999999999999,2.0000000000000002E-5,null,0.43156699999999998,0.17982799999999999,0]
[641,0.42983519999999997,0.1672112,1.8E-5,null,0.41283912,0.17125652,0]
[642,0.41206959999999998,0.15963359999999999,1.5999999999999999E-5,null,0.39471267999999998,0.16302324000000001,0]
[643,0.39462639999999999,0.1522704,1.4E-5,null,0.37716248000000002,0.155114,0]
[644,0.3775288,0.1451248,1.2E-5,null,0.36016332000000001,0.14751464,0]
[645,0.36080000000000001,0.13819999999999999,1.0000000000000001E-5,null,0.34369,0.140211,0]
[646,0.34446959999999999,0.1315056,7.6799999999999993E-6,null,0.32765440800000001,0.13316130400000001,0]
[647,0.32855279999999998,0.1250368,5.4399999999999996E-6,null,0.31210998400000001,0.12638591199999999,0]
[648,0.31307119999999999,0.1187952,3.36E-6,null,0.29704725599999998,0.119877568,0]
[649,0.29804639999999999,0.1127824,1.5200000000000001E-6,null,0.28245675199999998,0.113629016,0]
[650,0.28349999999999997,0.107,0,null,0.26832899999999998,0.10763300000000001,0]
[651,0.26958799999999999,0.10148799999999999,-4.7999999999999996E-7,null,0.25458575999999999,0.101872184,0]
[652,0.256164,9.6199999999999994E-2,-6.4000000000000001E-7,null,0.24130351999999999,9.6351911999999998E-2,0]
[653,0.24321599999999999,9.1128000000000001E-2,-5.6000000000000004E-7,null,0.22849,9.1067447999999995E-2,0]
[654,0.23073199999999999,8.6263999999999993E-2,-3.2000000000000001E-7,null,0.21615292,8.6014056000000005E-2,0]
[655,0.21870000000000001,8.1600000000000006E-2,0,null,0.20430000000000001,8.1186999999999995E-2,0]
[656,0.20708879999999999,7.7115840000000005E-2,0,null,0.192999376,7.6588807999999994E-2,0]
[657,0.19591040000000001,7.2818720000000003E-2,0,null,0.18218324799999999,7.2205664000000003E-2,0]
[658,0.18515760000000001,6.8703680000000003E-2,0,null,0.17184423200000001,6.8031016E-2,0]
[659,0.17482320000000001,6.4765760000000006E-2,0,null,0.16197494400000001,6.4058312000000006E-2,0]
[660,0.16489999999999999,6.0999999999999999E-2,0,null,0.15256800000000001,6.0281000000000001E-2,0]
[661,0.15535840000000001,5.7392480000000003E-2,0,null,0.14364937280000001,5.6692931199999998E-2,0]
[662,0.14621919999999999,5.3949440000000001E-2,0,null,0.1351699824,5.3287049599999997E-2,0]
[663,0.13748079999999999,5.0668159999999997E-2,0,null,0.1271141056,5.00567024E-2,0]
[664,0.1291416,4.7545919999999998E-2,0,null,0.1194660192,4.69952368E-2,0]
[665,0.1212,4.4580000000000002E-2,0,null,0.11221,4.4096000000000003E-2,0]
[666,0.1136448,4.1758719999999999E-2,0,null,0.1053247056,4.1351088000000001E-2,0]
[667,0.10648639999999999,3.9090560000000003E-2,0,null,9.8801436800000003E-2,3.8755412000000003E-2,0]
[668,9.9725599999999998E-2,3.6575040000000003E-2,0,null,9.2625875199999999E-2,3.6302632000000001E-2,0]
[669,9.3363199999999993E-2,3.4211680000000001E-2,0,null,8.6783702399999996E-2,3.3986408000000003E-2,0]
[670,8.7400000000000005E-2,3.2000000000000001E-2,0,null,8.1260600000000002E-2,3.18004E-2,0]
[671,8.1936960000000003E-2,2.997536E-2,0,null,7.6028732799999998E-2,2.9731941599999999E-2,0]
[672,7.6849680000000004E-2,2.809248E-2,0,null,7.1090678399999996E-2,2.7782600800000001E-2,0]
[673,7.2113919999999998E-2,2.6341920000000001E-2,0,null,6.6435497600000004E-2,2.5947619200000001E-2,0]
[674,6.7705440000000006E-2,2.4714239999999998E-2,0,null,6.2052251199999998E-2,2.4222238399999999E-2,0]
[675,6.3600000000000004E-2,2.3199999999999998E-2,0,null,5.7930000000000002E-2,2.2601699999999999E-2,0]
[676,5.9804719999999999E-2,2.179936E-2,0,null,5.4058848E-2,2.1080781600000001E-2,0]
[677,5.6256159999999999E-2,2.049088E-2,0,null,5.0426551999999999E-2,1.9655304799999999E-2,0]
[678,5.2922240000000002E-2,1.9262720000000001E-2,0,null,4.7021911999999999E-2,1.8320627200000002E-2,0]
[679,4.9770880000000003E-2,1.8103040000000001E-2,0,null,4.3833728000000002E-2,1.7072106399999998E-2,0]
[680,4.6769999999999999E-2,1.7000000000000001E-2,0,null,4.08508E-2,1.5905099999999998E-2,0]
[681,4.3736480000000001E-2,1.5886399999999998E-2,0,null,3.8058897600000002E-2,1.4813308000000001E-2,0]
[682,4.0827040000000002E-2,1.48196E-2,0,null,3.5450608799999998E-2,1.379416E-2,0]
[683,3.8047360000000002E-2,1.3801600000000001E-2,0,null,3.3015491199999997E-2,1.2843428E-2,0]
[684,3.5403120000000003E-2,1.2834399999999999E-2,0,null,3.07431024E-2,1.1956883999999999E-2,0]
[685,3.2899999999999999E-2,1.192E-2,0,null,2.8622999999999999E-2,1.1130299999999999E-2,0]
[686,3.057696E-2,1.1073104E-2,0,null,2.6633810399999999E-2,1.0354871999999999E-2,0]
[687,2.8398079999999999E-2,1.0279831999999999E-2,0,null,2.4778755199999999E-2,9.6320920000000001E-3,0]
[688,2.6360720000000001E-2,9.5390079999999999E-3,0,null,2.3050124799999998E-2,8.9588759999999993E-3,0]
[689,2.446224E-2,8.8494560000000003E-3,0,null,2.1440209599999999E-2,8.33214E-3,0]
[690,2.2700000000000001E-2,8.2100000000000003E-3,0,null,1.9941299999999999E-2,7.7488000000000001E-3,0]
[691,2.1091546879999999E-2,7.6261840000000003E-3,0,null,1.8538791039999999E-2,7.2027627200000003E-3,0]
[692,1.9609007040000001E-2,7.0884320000000004E-3,0,null,1.7233592320000001E-2,6.69470576E-3,0]
[693,1.824469376E-2,6.593888E-3,0,null,1.6019718079999998E-2,6.2222974399999999E-3,0]
[694,1.6990920319999998E-2,6.139696E-3,0,null,1.4891182560000001E-2,5.7832060799999996E-3,0]
[695,1.584E-2,5.7229999999999998E-3,0,null,1.3842E-2,5.3750999999999998E-3,0]
[696,1.479018925E-2,5.3428959999999998E-3,0,null,1.2859545280000001E-2,4.9931099199999997E-3,0]
[697,1.382637238E-2,4.9940879999999998E-3,0,null,1.1946131840000001E-2,4.6380761599999999E-3,0]
[698,1.2939376900000001E-2,4.6732320000000003E-3,0,null,1.1097433760000001E-2,4.3083014399999996E-3,0]
[699,1.212003027E-2,4.3769840000000004E-3,0,null,1.030912512E-2,4.0020884799999998E-3,0]
[700,1.135916E-2,4.1019999999999997E-3,0,null,9.5768799999999994E-3,3.7177400000000002E-3,0]
[701,1.062066102E-2,3.835176E-3,0,null,8.8910473599999994E-3,3.45147648E-3,0]
[702,9.9290265099999993E-3,3.5853679999999998E-3,0,null,8.25395768E-3,3.2042034400000001E-3,0]
[703,9.28181709E-3,3.351672E-3,0,null,7.6626163200000002E-3,2.9747441599999999E-3,0]
[704,8.67659338E-3,3.1331839999999998E-3,0,null,7.1140286399999997E-3,2.7619219199999999E-3,0]
[705,8.1109159999999993E-3,2.9290000000000002E-3,0,null,6.6052000000000003E-3,2.56456E-3,0]
[706,7.5818038599999998E-3,2.7379280000000001E-3,0,null,6.1299402400000003E-3,2.3802013600000001E-3,0]
[707,7.0874947300000003E-3,2.5594239999999998E-3,0,null,5.6892491199999999E-3,2.2092696800000001E-3,0]
[708,6.6256846699999997E-3,2.3926559999999999E-3,0,null,5.2809308799999996E-3,2.0509083200000002E-3,0]
[709,6.1940697399999996E-3,2.236792E-3,0,null,4.9027897599999998E-3,1.9042606399999999E-3,0]
[710,5.790346E-3,2.091E-3,0,null,4.5526300000000002E-3,1.7684700000000001E-3,0]
[711,5.4083992200000004E-3,1.9530719999999999E-3,0,null,4.2260791999999998E-3,1.6418173599999999E-3,0]
[712,5.0506883099999999E-3,1.823896E-3,0,null,3.9236623999999998E-3,1.5245240800000001E-3,0]
[713,4.7158618899999999E-3,1.7029840000000001E-3,0,null,3.6437280000000002E-3,1.4159491200000001E-3,0]
[714,4.4025685800000002E-3,1.589848E-3,0,null,3.3846243999999998E-3,1.31545144E-3,0]
[715,4.1094570000000004E-3,1.4840000000000001E-3,0,null,3.1446999999999998E-3,1.2223900000000001E-3,0]
[716,3.8333147899999999E-3,1.3842800000000001E-3,0,null,2.9201035199999999E-3,1.13526936E-3,0]
[717,3.5751168199999999E-3,1.29104E-3,0,null,2.7119329599999999E-3,1.05451648E-3,0]
[718,3.3339769399999999E-3,1.20396E-3,0,null,2.5190866399999999E-3,9.7970391999999996E-4,0]
[719,3.1090090500000001E-3,1.12272E-3,0,null,2.3404628800000001E-3,9.1040423999999998E-4,0]
[720,2.8993270000000002E-3,1.047E-3,0,null,2.1749600000000001E-3,8.4619000000000003E-4,0]
[721,2.7043105600000001E-3,9.7657600000000005E-4,0,null,2.0200187199999999E-3,7.8606735999999997E-4,0]
[722,2.5227412400000001E-3,9.1100800000000004E-4,0,null,1.87635936E-3,7.3031688000000001E-4,0]
[723,2.3536664399999999E-3,8.4995199999999996E-4,0,null,1.74324464E-3,6.7865272000000002E-4,0]
[724,2.1961335599999998E-3,7.9306400000000001E-4,0,null,1.6199372800000001E-3,6.3078904000000004E-4,0]
[725,2.0491900000000002E-3,7.3999999999999999E-4,0,null,1.5057E-3,5.8644000000000003E-4,0]
[726,1.91036782E-3,6.898688E-4,0,null,1.3989164800000001E-3,5.4497829000000003E-4,0]
[727,1.7806085999999999E-3,6.4301039999999999E-4,0,null,1.2999482399999999E-3,5.0654490000000003E-4,0]
[728,1.6593385599999999E-3,5.9921759999999997E-4,0,null,1.20827776E-3,4.7093938000000003E-4,0]
[729,1.54598395E-3,5.5828319999999998E-4,0,null,1.1233875200000001E-3,4.3796123000000001E-4,0]
[730,1.439971E-3,5.1999999999999995E-4,0,null,1.04476E-3,4.0740999999999998E-4,0]
[731,1.3396803600000001E-3,4.8378320000000001E-4,0,null,9.7126397999999997E-4,3.7884661999999997E-4,0]
[732,1.2458452400000001E-3,4.4989759999999998E-4,0,null,9.0314906999999995E-4,3.5236885E-4,0]
[733,1.1581532700000001E-3,4.1823039999999999E-4,0,null,8.4005117000000005E-4,3.2783587E-4,0]
[734,1.0762920800000001E-3,3.886688E-4,0,null,7.8160618000000005E-4,3.0510686000000001E-4,0]
[735,9.9994930000000008E-4,3.611E-4,0,null,7.2745000000000004E-4,2.8404100000000001E-4,0]
[736,9.2866187999999996E-4,3.3535679999999998E-4,0,null,6.7674789000000003E-4,2.6431582000000002E-4,0]
[737,8.6230580999999997E-4,3.1139440000000002E-4,0,null,6.2972405999999999E-4,2.4601754999999998E-4,0]
[738,8.0060636999999997E-4,2.8911360000000001E-4,0,null,5.8613209999999998E-4,2.2905077E-4,0]
[739,7.4328885999999997E-4,2.684152E-4,0,null,5.4572555000000002E-4,2.1332006E-4,0]
[740,6.9007859999999999E-4,2.4919999999999999E-4,0,null,5.0825800000000004E-4,1.9872999999999999E-4,0]
[741,6.4041730999999996E-4,2.3126639999999999E-4,0,null,4.7316437999999998E-4,1.8506185999999999E-4,0]
[742,5.9438473999999996E-4,2.146432E-4,0,null,4.4059654999999999E-4,1.7237437E-4,0]
[743,5.5177709999999997E-4,1.9925680000000001E-4,0,null,4.1038773000000002E-4,1.6060295E-4,0]
[744,5.1239055000000002E-4,1.8503359999999999E-4,0,null,3.8237113999999998E-4,1.4968302000000001E-4,0]
[745,4.7602130000000002E-4,1.719E-4,0,null,3.5638E-4,1.3955E-4,0]
[746,4.4242122999999997E-4,1.5976639999999999E-4,0,null,3.3203787999999999E-4,1.3005840000000001E-4,0]
[747,4.1144191000000002E-4,1.4857919999999999E-4,0,null,3.0944008000000002E-4,1.2124476000000001E-4,0]
[748,3.8289060999999999E-4,1.3826880000000001E-4,0,null,2.8847223999999997E-4,1.1306472E-4,0]
[749,3.5657457999999998E-4,1.2876559999999999E-4,0,null,2.6902000000000002E-4,1.0547391999999999E-4,0]
[750,3.323011E-4,1.2E-4,0,null,2.5096899999999998E-4,9.8428E-5,0]
[751,3.0966475000000001E-4,1.118256E-4,0,null,2.3407618000000001E-4,9.1832710000000007E-5,0]
[752,2.8873864000000002E-4,1.042688E-4,0,null,2.1838804999999999E-4,8.570606E-5,0]
[753,2.6938321000000002E-4,9.7279200000000002E-5,0,null,2.0382243E-4,8.0016139999999997E-5,0]
[754,2.5145887999999998E-4,9.0806399999999998E-5,0,null,1.9029714000000001E-4,7.4731090000000006E-5,0]
[755,2.348261E-4,8.4800000000000001E-5,0,null,1.7772999999999999E-4,6.9819000000000004E-5,0]
[756,2.1907059E-4,7.9110399999999994E-5,0,null,1.6592762E-4,6.5204969999999994E-5,0]
[757,2.0439616000000001E-4,7.3811200000000002E-5,0,null,1.5494681000000001E-4,6.0910879999999998E-5,0]
[758,1.9073194000000001E-4,6.8876799999999998E-5,0,null,1.4473319E-4,5.6915620000000002E-5,0]
[759,1.7800701000000001E-4,6.4281600000000005E-5,0,null,1.3523237999999999E-4,5.3198030000000003E-5,0]
[760,1.6615050000000001E-4,6.0000000000000002E-5,0,null,1.2638999999999999E-4,4.9737000000000002E-5,0]
[761,1.5498517999999999E-4,5.5967999999999997E-5,0,null,1.1807771E-4,4.6482649999999998E-5,0]
[762,1.4457306999999999E-4,5.2207999999999999E-5,0,null,1.1033356E-4,4.3449779999999997E-5,0]
[763,1.3486988000000001E-4,4.8704E-5,0,null,1.0312166E-4,4.0624419999999998E-5,0]
[764,1.2583129E-4,4.5439999999999999E-5,0,null,9.6406110000000006E-5,3.7992650000000003E-5,0]
[765,1.17413E-4,4.2400000000000001E-5,0,null,9.0150999999999998E-5,3.5540500000000003E-5,0]
[766,1.0953526000000001E-4,3.9555199999999997E-5,0,null,8.4278470000000001E-5,3.3237759999999999E-5,0]
[767,1.0219806E-4,3.6905600000000001E-5,0,null,7.8805089999999995E-5,3.1090829999999999E-5,0]
[768,9.5365960000000005E-5,3.4438399999999999E-5,0,null,7.3705450000000004E-5,2.9089810000000001E-5,0]
[769,8.9003509999999997E-5,3.2140800000000002E-5,0,null,6.8954160000000002E-5,2.7224819999999999E-5,0]
[770,8.3075270000000005E-5,3.0000000000000001E-5,0,null,6.4525799999999998E-5,2.5486E-5,0]
[771,7.7493500000000006E-5,2.798432E-5,0,null,6.0363089999999997E-5,2.3851089999999999E-5,0]
[772,7.2288110000000004E-5,2.6104560000000001E-5,0,null,5.6480490000000002E-5,2.2325659999999999E-5,0]
[773,6.7436739999999994E-5,2.4352640000000001E-5,0,null,5.2860559999999997E-5,2.0902930000000001E-5,0]
[774,6.2916999999999994E-5,2.2720479999999999E-5,0,null,4.9485879999999999E-5,1.9576110000000001E-5,0]
[775,5.8706519999999999E-5,2.12E-5,0,null,4.6338999999999998E-5,1.83384E-5,0]
[776,5.4761659999999998E-5,1.977544E-5,0,null,4.3381899999999999E-5,1.7175010000000001E-5,0]
[777,5.1086630000000002E-5,1.8448319999999999E-5,0,null,4.062289E-5,1.6089159999999999E-5,0]
[778,4.7664380000000003E-5,1.721248E-5,0,null,3.8049710000000003E-5,1.507606E-5,0]
[779,4.4477829999999998E-5,1.606176E-5,0,null,3.5650079999999998E-5,1.413094E-5,0]
[780,4.1509940000000003E-5,1.499E-5,0,null,3.3411699999999997E-5,1.3249E-5,0]

{"sheet":"RefCalc","index":15,"n_rows":405,"n_cols":20,"rows_kept":405,"cut":false,"hidden":false,"merged":[[7,16,7,17],[10,16,10,17],[2,1,2,3],[3,2,3,3],[1,12,1,19],[2,5,2,7],[3,6,3,7],[4,16,4,17],[2,12,2,14],[2,16,2,17],[1,9,1,10],[2,18,2,19]]}
[]
[null,null,null,null,null,null,null,null,null,"Planckian Radiation",null,null,"CIE D Series (CIE14:2004)"]
[null,"Test Source",null,null,null,"IES TM-30-18 Reference Illuminant",null,null,null,null,null,null,null,null,null,null,null,null," CIE Dxx"]
["Wavelength (nm)","(Y = 100)","Summary",null,null,"(Y = 100)","Summary",null,null,"(Calc)","(Y = 100)",null,"S0","S1","S2",null,null,null,"(Calc)","(Y = 100)"]
[380,{"$f":"'Results Numerical'!EM5/SUMPRODUCT('Results Numerical'!$EM$5:$EM$405,CMF!$C$3:$C$403)*100","v":0},"X",{"$f":"SUMPRODUCT(B5:B405,CMF!B3:B403)","v":133.16138673640165},null,{"$f":"IF($D$12<4000,K5,IF($D$12>5000,T5,K5*(5000-$D$12)/1000+T5*($D$12-4000)/1000))","v":5.7731222067209063E-3},"X",{"$f":"SUMPRODUCT(F5:F405,CMF!B3:B403)","v":135.55065308934212},null,{"$f":"3.7415E-16/((A5*0.000000001)^5)/(EXP(0.014388/(A5*0.000000001*$D$12))-1)","v":25742867.477441393},{"$f":"J5/SUMPRODUCT(CMF!$C$3:$C$403,$J$5:$J$405)*100","v":5.7731222067209063E-3},null,63.4,38.5,3,null,"4000-7000 K",null,{"$f":"M5+N5*R$15+O5*R$16","v":17.881451771563597},{"$f":"S5/SUMPRODUCT($S$5:$S$405,CMF!$C$3:$C$403)*100","v":0.16476779362965546}]
[381,{"$f":"'Results Numerical'!EM6/SUMPRODUCT('Results Numerical'!$EM$5:$EM$405,CMF!$C$3:$C$403)*100","v":0},"Y",{"$f":"SUMPRODUCT(B5:B405,CMF!C3:C403)","v":99.999999999999986},null,6.0258376601682664E-3,"Y",{"$f":"SUMPRODUCT(F5:F405,CMF!C3:C403)","v":100.00000000000003},null,26869748.252634969,{"$f":"J6/SUMPRODUCT(CMF!$C$3:$C$403,$J$5:$J$405)*100","v":6.0258376601682664E-3},null,63.64,38.15,2.82,null,"XD =",{"$f":"-4.607*10^9/D12^3+2.9678*10^6/D12^2+0.09911*10^3/D12+0.244063","v":0.41810443467204722},{"$f":"M6+N6*R$15+O6*R$16","v":17.529896758731386},{"$f":"S6/SUMPRODUCT($S$5:$S$405,CMF!$C$3:$C$403)*100","v":0.16152840655170436}]
[382,{"$f":"'Results Numerical'!EM7/SUMPRODUCT('Results Numerical'!$EM$5:$EM$405,CMF!$C$3:$C$403)*100","v":0},"Z",{"$f":"SUMPRODUCT(B5:B405,CMF!D3:D403)","v":1.2866330390906473},null,6.2879889052923528E-3,"Z",{"$f":"SUMPRODUCT(F5:F405,CMF!D3:D403)","v":9.9444515225813852},null,28038704.065560456,{"$f":"J7/SUMPRODUCT(CMF!$C$3:$C$403,$J$5:$J$405)*100","v":6.2879889052923528E-3},null,63.88,37.799999999999997,2.64,null,null,null,17.178341745899193,{"$f":"S7/SUMPRODUCT($S$5:$S$405,CMF!$C$3:$C$403)*100","v":0.15828901947375346}]
[383,{"$f":"'Results Numerical'!EM8/SUMPRODUCT('Results Numerical'!$EM$5:$EM$405,CMF!$C$3:$C$403)*100","v":0},"x",{"$f":"D5/(D5+D6+D7)","v":0.56797829584535264},null,6.5598617699768576E-3,"x",{"$f":"H5/(H5+H6+H7)","v":0.55215216329311079},null,29251009.44827655,{"$f":"J8/SUMPRODUCT(CMF!$C$3:$C$403,$J$5:$J$405)*100","v":6.5598617699768576E-3},null,64.12,37.450000000000003,2.46,null,"7000-25000 K",null,16.826786733066982,{"$f":"S8/SUMPRODUCT($S$5:$S$405,CMF!$C$3:$C$403)*100","v":0.15504963239580236}]
[384,{"$f":"'Results Numerical'!EM9/SUMPRODUCT('Results Numerical'!$EM$5:$EM$405,CMF!$C$3:$C$403)*100","v":0},"y",{"$f":"D6/(D5+D6+D7)","v":0.42653377962313399},null,6.8417484129082466E-3,"y",{"$f":"H6/(H5+H6+H7)","v":0.40734009811755367},null,30507967.162456874,{"$f":"J9/SUMPRODUCT(CMF!$C$3:$C$403,$J$5:$J$405)*100","v":6.8417484129082466E-3},null,64.36,37.1,2.2799999999999998,null,"XD =",{"$f":"-2.0064*10^9/D12^3+1.9018*10^6/D12^2+0.24748*10^3/D12+0.23704","v":0.62129830671612141},16.475231720234774,{"$f":"S9/SUMPRODUCT($S$5:$S$405,CMF!$C$3:$C$403)*100","v":0.15181024531785131}]
[385,{"$f":"'Results Numerical'!EM10/SUMPRODUCT('Results Numerical'!$EM$5:$EM$405,CMF!$C$3:$C$403)*100","v":0},"u'",{"$f":"4*D5/(D5+15*D6+3*D7)","v":0.32537484487737911},null,7.1339473960116773E-3,"u'",{"$f":"4*H5/(H5+15*H6+3*H7)","v":0.32557212622700499},null,31810908.522388212,{"$f":"J10/SUMPRODUCT(CMF!$C$3:$C$403,$J$5:$J$405)*100","v":7.1339473960116773E-3},null,64.599999999999994,36.75,2.1,null,null,null,16.123676707402574,{"$f":"S10/SUMPRODUCT($S$5:$S$405,CMF!$C$3:$C$403)*100","v":0.14857085823990032}]
[386,{"$f":"'Results Numerical'!EM11/SUMPRODUCT('Results Numerical'!$EM$5:$EM$405,CMF!$C$3:$C$403)*100","v":0},"v'",{"$f":"9*D6/(D5+15*D6+3*D7)","v":0.54977904550011281},null,7.4367637560820276E-3,"v'",{"$f":"9*H6/(H5+15*H6+3*H7)","v":0.54041590159506081},null,33161193.714379657,{"$f":"J11/SUMPRODUCT(CMF!$C$3:$C$403,$J$5:$J$405)*100","v":7.4367637560820276E-3},null,64.84,36.4,1.92,null,"Automatic selection",null,15.772121694570377,{"$f":"S11/SUMPRODUCT($S$5:$S$405,CMF!$C$3:$C$403)*100","v":0.14533147116194936}]
[387,{"$f":"'Results Numerical'!EM12/SUMPRODUCT('Results Numerical'!$EM$5:$EM$405,CMF!$C$3:$C$403)*100","v":0},"CCT (K)",{"$f":"CCT(D8,D9)","v":1775.1187233119194},null,7.7505090755716618E-3,"CCT (K)",{"$f":"CCT(H8,H9)","v":1775.189530809904},null,34560212.112411574,{"$f":"J12/SUMPRODUCT(CMF!$C$3:$C$403,$J$5:$J$405)*100","v":7.7505090755716618E-3},null,65.08,36.049999999999997,1.74,null,"XD =",{"$f":"IF(D12<7000,R6,R9)","v":0.41810443467204722},15.420566681738167,{"$f":"S12/SUMPRODUCT($S$5:$S$405,CMF!$C$3:$C$403)*100","v":0.14209208408399829}]
[388,{"$f":"'Results Numerical'!EM13/SUMPRODUCT('Results Numerical'!$EM$5:$EM$405,CMF!$C$3:$C$403)*100","v":0},"Duv",6.2462582425939963E-3,null,8.0755015524971909E-3,"Duv",1.0510355621296024E-6,null,36009382.589856096,{"$f":"J13/SUMPRODUCT(CMF!$C$3:$C$403,$J$5:$J$405)*100","v":8.0755015524971909E-3},null,65.319999999999993,35.700000000000003,1.56,null,"YD =",{"$f":"-3*R12^2+2.87*R12-0.275","v":0.40052577263147904},15.069011668905951,{"$f":"S13/SUMPRODUCT($S$5:$S$405,CMF!$C$3:$C$403)*100","v":0.13885269700604716}]
[389,{"$f":"'Results Numerical'!EM14/SUMPRODUCT('Results Numerical'!$EM$5:$EM$405,CMF!$C$3:$C$403)*100","v":0},null,null,null,8.4120660694277198E-3,null,null,null,37510153.827101886,{"$f":"J14/SUMPRODUCT(CMF!$C$3:$C$403,$J$5:$J$405)*100","v":8.4120660694277198E-3},null,65.56,35.35,1.38,null,null,null,14.717456656073763,{"$f":"S14/SUMPRODUCT($S$5:$S$405,CMF!$C$3:$C$403)*100","v":0.13561330992809631}]
[390,{"$f":"'Results Numerical'!EM15/SUMPRODUCT('Results Numerical'!$EM$5:$EM$405,CMF!$C$3:$C$403)*100","v":5.1200667551423913E-5},null,null,null,8.7605342615171E-3,null,null,null,39064004.614916012,{"$f":"J15/SUMPRODUCT(CMF!$C$3:$C$403,$J$5:$J$405)*100","v":8.7605342615171E-3},null,65.8,35,1.2,null,"M1 =",{"$f":"(-1.3515-1.7703*R12+5.9114*R13)/(0.0241+0.2562*R12-0.7341*R13)","v":-1.6952387278257082},14.365901643241553,{"$f":"S15/SUMPRODUCT($S$5:$S$405,CMF!$C$3:$C$403)*100","v":0.13237392285014524}]
[391,{"$f":"'Results Numerical'!EM16/SUMPRODUCT('Results Numerical'!$EM$5:$EM$405,CMF!$C$3:$C$403)*100","v":2.654849428592351E-4},null,null,null,9.1212445835429663E-3,null,null,null,40672444.153377004,{"$f":"J16/SUMPRODUCT(CMF!$C$3:$C$403,$J$5:$J$405)*100","v":9.1212445835429663E-3},null,68.7,35.840000000000003,0.97,null,"M2 =",{"$f":"(0.03-31.4424*R12+30.0717*R13)/(0.0241+0.2562*R12-0.7341*R13)","v":6.5827142642844523},14.327876831082534,{"$f":"S16/SUMPRODUCT($S$5:$S$405,CMF!$C$3:$C$403)*100","v":0.1320235450126708}]
[392,{"$f":"'Results Numerical'!EM17/SUMPRODUCT('Results Numerical'!$EM$5:$EM$405,CMF!$C$3:$C$403)*100","v":4.8040132517385397E-4},null,null,null,9.4945423759165599E-3,null,null,null,42337012.346218556,{"$f":"J17/SUMPRODUCT(CMF!$C$3:$C$403,$J$5:$J$405)*100","v":9.4945423759165599E-3},null,71.599999999999994,36.68,0.74,null,null,null,14.289852018923515,{"$f":"S17/SUMPRODUCT($S$5:$S$405,CMF!$C$3:$C$403)*100","v":0.13167316717519637}]
[393,{"$f":"'Results Numerical'!EM18/SUMPRODUCT('Results Numerical'!$EM$5:$EM$405,CMF!$C$3:$C$403)*100","v":6.9531770748847285E-4},null,null,null,9.8807799296260178E-3,null,null,null,44059280.090417445,{"$f":"J18/SUMPRODUCT(CMF!$C$3:$C$403,$J$5:$J$405)*100","v":9.8807799296260178E-3},null,74.5,37.520000000000003,0.51,null,null,null,14.251827206764498,{"$f":"S18/SUMPRODUCT($S$5:$S$405,CMF!$C$3:$C$403)*100","v":0.13132278933772196}]
[394,{"$f":"'Results Numerical'!EM19/SUMPRODUCT('Results Numerical'!$EM$5:$EM$405,CMF!$C$3:$C$403)*100","v":9.1023408980309172E-4},null,null,null,1.0280316550077889E-2,null,null,null,45840849.560868561,{"$f":"J19/SUMPRODUCT(CMF!$C$3:$C$403,$J$5:$J$405)*100","v":1.0280316550077889E-2},null,77.400000000000006,38.36,0.28000000000000003,null,null,null,14.213802394605493,{"$f":"S19/SUMPRODUCT($S$5:$S$405,CMF!$C$3:$C$403)*100","v":0.13097241150024766}]
[395,{"$f":"'Results Numerical'!EM20/SUMPRODUCT('Results Numerical'!$EM$5:$EM$405,CMF!$C$3:$C$403)*100","v":1.1251504721177105E-3},null,null,null,1.0693518619801098E-2,null,null,null,47683354.489987463,{"$f":"J20/SUMPRODUCT(CMF!$C$3:$C$403,$J$5:$J$405)*100","v":1.0693518619801098E-2},null,80.3,39.200000000000003,0.05,null,null,null,14.175777582446452,{"$f":"S20/SUMPRODUCT($S$5:$S$405,CMF!$C$3:$C$403)*100","v":0.13062203366277306}]
[396,{"$f":"'Results Numerical'!EM21/SUMPRODUCT('Results Numerical'!$EM$5:$EM$405,CMF!$C$3:$C$403)*100","v":1.3400668544323294E-3},null,null,null,1.1120759659977787E-2,null,null,null,49588460.442081921,{"$f":"J21/SUMPRODUCT(CMF!$C$3:$C$403,$J$5:$J$405)*100","v":1.1120759659977787E-2},null,83.2,40.04,-0.18,null,null,null,14.137752770287454,{"$f":"S21/SUMPRODUCT($S$5:$S$405,CMF!$C$3:$C$403)*100","v":0.13027165582529884}]
[397,{"$f":"'Results Numerical'!EM22/SUMPRODUCT('Results Numerical'!$EM$5:$EM$405,CMF!$C$3:$C$403)*100","v":1.5549832367469485E-3},null,null,null,1.1562420390767261E-2,null,null,null,51557865.082341775,{"$f":"J22/SUMPRODUCT(CMF!$C$3:$C$403,$J$5:$J$405)*100","v":1.1562420390767261E-2},null,86.1,40.880000000000003,-0.41,null,null,null,14.099727958128414,{"$f":"S22/SUMPRODUCT($S$5:$S$405,CMF!$C$3:$C$403)*100","v":0.12992127798782419}]
[398,{"$f":"'Results Numerical'!EM23/SUMPRODUCT('Results Numerical'!$EM$5:$EM$405,CMF!$C$3:$C$403)*100","v":1.7698996190615675E-3},null,null,null,1.2018888790387419E-2,null,null,null,53593298.440288283,{"$f":"J23/SUMPRODUCT(CMF!$C$3:$C$403,$J$5:$J$405)*100","v":1.2018888790387419E-2},null,89,41.72,-0.64,null,null,null,14.061703145969403,{"$f":"S23/SUMPRODUCT($S$5:$S$405,CMF!$C$3:$C$403)*100","v":0.12957090015034986}]
[399,{"$f":"'Results Numerical'!EM24/SUMPRODUCT('Results Numerical'!$EM$5:$EM$405,CMF!$C$3:$C$403)*100","v":1.9827089780201606E-3},null,null,null,1.2490560152921359E-2,null,null,null,55696523.167538963,{"$f":"J24/SUMPRODUCT(CMF!$C$3:$C$403,$J$5:$J$405)*100","v":1.2490560152921359E-2},null,91.9,42.56,-0.87,null,null,null,14.023678333810391,{"$f":"S24/SUMPRODUCT($S$5:$S$405,CMF!$C$3:$C$403)*100","v":0.12922052231287548}]
[400,{"$f":"'Results Numerical'!EM25/SUMPRODUCT('Results Numerical'!$EM$5:$EM$405,CMF!$C$3:$C$403)*100","v":2.1976253603347797E-3},null,null,null,1.2977837144814779E-2,null,null,null,57869334.789734542,{"$f":"J25/SUMPRODUCT(CMF!$C$3:$C$403,$J$5:$J$405)*100","v":1.2977837144814779E-2},null,94.8,43.4,-1.1000000000000001,null,null,null,13.985653521651365,{"$f":"S25/SUMPRODUCT($S$5:$S$405,CMF!$C$3:$C$403)*100","v":0.12887014447540102}]
[401,{"$f":"'Results Numerical'!EM26/SUMPRODUCT('Results Numerical'!$EM$5:$EM$405,CMF!$C$3:$C$403)*100","v":2.4125417426493984E-3},null,null,null,1.3481129860031681E-2,null,null,null,60113561.952483185,{"$f":"J26/SUMPRODUCT(CMF!$C$3:$C$403,$J$5:$J$405)*100","v":1.3481129860031681E-2},null,95.8,43.69,-1.04,null,null,null,14.888997146438982,{"$f":"S26/SUMPRODUCT($S$5:$S$405,CMF!$C$3:$C$403)*100","v":0.13719396168259054}]
[402,{"$f":"'Results Numerical'!EM27/SUMPRODUCT('Results Numerical'!$EM$5:$EM$405,CMF!$C$3:$C$403)*100","v":2.627458124964017E-3},null,null,null,1.4000855873836914E-2,null,null,null,62431066.661181577,{"$f":"J27/SUMPRODUCT(CMF!$C$3:$C$403,$J$5:$J$405)*100","v":1.4000855873836914E-2},null,96.8,43.98,-0.98,null,null,null,15.792340771226598,{"$f":"S27/SUMPRODUCT($S$5:$S$405,CMF!$C$3:$C$403)*100","v":0.14551777888978007}]
[403,{"$f":"'Results Numerical'!EM28/SUMPRODUCT('Results Numerical'!$EM$5:$EM$405,CMF!$C$3:$C$403)*100","v":2.8423745072786357E-3},null,null,null,1.4537440295172351E-2,null,null,null,64823744.514565103,{"$f":"J28/SUMPRODUCT(CMF!$C$3:$C$403,$J$5:$J$405)*100","v":1.4537440295172351E-2},null,97.8,44.27,-0.92,null,null,null,16.695684396014201,{"$f":"S28/SUMPRODUCT($S$5:$S$405,CMF!$C$3:$C$403)*100","v":0.15384159609696949}]
[404,{"$f":"'Results Numerical'!EM29/SUMPRODUCT('Results Numerical'!$EM$5:$EM$405,CMF!$C$3:$C$403)*100","v":3.0572908895932548E-3},null,null,null,1.5091315817597411E-2,null,null,null,67293524.931856066,{"$f":"J29/SUMPRODUCT(CMF!$C$3:$C$403,$J$5:$J$405)*100","v":1.5091315817597411E-2},null,98.8,44.56,-0.86,null,null,null,17.599028020801804,{"$f":"S29/SUMPRODUCT($S$5:$S$405,CMF!$C$3:$C$403)*100","v":0.1621654133041589}]
[405,{"$f":"'Results Numerical'!EM30/SUMPRODUCT('Results Numerical'!$EM$5:$EM$405,CMF!$C$3:$C$403)*100","v":3.2722072719078735E-3},null,null,null,1.5662922768762064E-2,null,null,null,69842371.373368323,{"$f":"J30/SUMPRODUCT(CMF!$C$3:$C$403,$J$5:$J$405)*100","v":1.5662922768762064E-2},null,99.8,44.85,-0.8,null,null,null,18.50237164558942,{"$f":"S30/SUMPRODUCT($S$5:$S$405,CMF!$C$3:$C$403)*100","v":0.17048923051134843}]
[406,{"$f":"'Results Numerical'!EM31/SUMPRODUCT('Results Numerical'!$EM$5:$EM$405,CMF!$C$3:$C$403)*100","v":3.4871236542224925E-3},null,null,null,1.625270915838279E-2,null,null,null,72472281.554436311,{"$f":"J31/SUMPRODUCT(CMF!$C$3:$C$403,$J$5:$J$405)*100","v":1.625270915838279E-2},null,100.8,45.14,-0.74,null,null,null,19.405715270377041,{"$f":"S31/SUMPRODUCT($S$5:$S$405,CMF!$C$3:$C$403)*100","v":0.17881304771853801}]
[407,{"$f":"'Results Numerical'!EM32/SUMPRODUCT('Results Numerical'!$EM$5:$EM$405,CMF!$C$3:$C$403)*100","v":3.7020400365371121E-3},null,null,null,1.6861130724693311E-2,null,null,null,75185287.652543008,{"$f":"J32/SUMPRODUCT(CMF!$C$3:$C$403,$J$5:$J$405)*100","v":1.6861130724693311E-2},null,101.8,45.43,-0.68,null,null,null,20.309058895164643,{"$f":"S32/SUMPRODUCT($S$5:$S$405,CMF!$C$3:$C$403)*100","v":0.18713686492572743}]
[408,{"$f":"'Results Numerical'!EM33/SUMPRODUCT('Results Numerical'!$EM$5:$EM$405,CMF!$C$3:$C$403)*100","v":3.9169564188517303E-3},null,null,null,1.7488650979339292E-2,null,null,null,77983456.5075095,{"$f":"J33/SUMPRODUCT(CMF!$C$3:$C$403,$J$5:$J$405)*100","v":1.7488650979339292E-2},null,102.8,45.72,-0.62,null,null,null,21.21240251995226,{"$f":"S33/SUMPRODUCT($S$5:$S$405,CMF!$C$3:$C$403)*100","v":0.19546068213291695}]
[409,{"$f":"'Results Numerical'!EM34/SUMPRODUCT('Results Numerical'!$EM$5:$EM$405,CMF!$C$3:$C$403)*100","v":4.1297657778103236E-3},null,null,null,1.8135741250691541E-2,null,null,null,80868889.814632237,{"$f":"J34/SUMPRODUCT(CMF!$C$3:$C$403,$J$5:$J$405)*100","v":1.8135741250691541E-2},null,103.8,46.01,-0.56000000000000005,null,null,null,22.115746144739877,{"$f":"S34/SUMPRODUCT($S$5:$S$405,CMF!$C$3:$C$403)*100","v":0.20378449934010651}]
[410,{"$f":"'Results Numerical'!EM35/SUMPRODUCT('Results Numerical'!$EM$5:$EM$405,CMF!$C$3:$C$403)*100","v":4.3446821601249427E-3},null,null,null,1.880288072554849E-2,null,null,null,83843724.310638368,{"$f":"J35/SUMPRODUCT(CMF!$C$3:$C$403,$J$5:$J$405)*100","v":1.880288072554849E-2},null,104.8,46.3,-0.5,null,null,null,23.019089769527479,{"$f":"S35/SUMPRODUCT($S$5:$S$405,CMF!$C$3:$C$403)*100","v":0.21210831654729589}]
[411,{"$f":"'Results Numerical'!EM36/SUMPRODUCT('Results Numerical'!$EM$5:$EM$405,CMF!$C$3:$C$403)*100","v":4.6628426868848202E-3},null,null,null,1.9490556489202358E-2,null,null,null,86910131.95234406,{"$f":"J36/SUMPRODUCT(CMF!$C$3:$C$403,$J$5:$J$405)*100","v":1.9490556489202358E-2},null,104.91,46.06,-0.52,null,null,null,23.404292778919952,{"$f":"S36/SUMPRODUCT($S$5:$S$405,CMF!$C$3:$C$403)*100","v":0.21565775150190258}]
[412,{"$f":"'Results Numerical'!EM37/SUMPRODUCT('Results Numerical'!$EM$5:$EM$405,CMF!$C$3:$C$403)*100","v":4.9557189333723885E-3},null,null,null,2.0199263563843363E-2,null,null,null,90070320.087902531,{"$f":"J37/SUMPRODUCT(CMF!$C$3:$C$403,$J$5:$J$405)*100","v":2.0199263563843363E-2},null,105.02,45.82,-0.54,null,null,null,23.789495788312436,{"$f":"S37/SUMPRODUCT($S$5:$S$405,CMF!$C$3:$C$403)*100","v":0.21920718645650933}]
[413,{"$f":"'Results Numerical'!EM38/SUMPRODUCT('Results Numerical'!$EM$5:$EM$405,CMF!$C$3:$C$403)*100","v":5.1959195959593151E-3},null,null,null,2.0929504945275408E-2,null,null,null,93326531.620522469,{"$f":"J38/SUMPRODUCT(CMF!$C$3:$C$403,$J$5:$J$405)*100","v":2.0929504945275408E-2},null,105.13,45.58,-0.56000000000000005,null,null,null,24.174698797704924,{"$f":"S38/SUMPRODUCT($S$5:$S$405,CMF!$C$3:$C$403)*100","v":0.22275662141111613}]
[414,{"$f":"'Results Numerical'!EM39/SUMPRODUCT('Results Numerical'!$EM$5:$EM$405,CMF!$C$3:$C$403)*100","v":5.3581603943732925E-3},null,null,null,2.1681791637920608E-2,null,null,null,96681045.164556354,{"$f":"J39/SUMPRODUCT(CMF!$C$3:$C$403,$J$5:$J$405)*100","v":2.1681791637920608E-2},null,105.24,45.34,-0.57999999999999996,null,null,null,24.559901807097397,{"$f":"S39/SUMPRODUCT($S$5:$S$405,CMF!$C$3:$C$403)*100","v":0.22630605636572285}]
[415,{"$f":"'Results Numerical'!EM40/SUMPRODUCT('Results Numerical'!$EM$5:$EM$405,CMF!$C$3:$C$403)*100","v":5.4192640716980373E-3},null,null,null,2.2456642688087766E-2,null,null,null,100136175.19384758,{"$f":"J40/SUMPRODUCT(CMF!$C$3:$C$403,$J$5:$J$405)*100","v":2.2456642688087766E-2},null,105.35,45.1,-0.6,null,null,null,24.945104816489881,{"$f":"S40/SUMPRODUCT($S$5:$S$405,CMF!$C$3:$C$403)*100","v":0.22985549132032959}]
[416,{"$f":"'Results Numerical'!EM41/SUMPRODUCT('Results Numerical'!$EM$5:$EM$405,CMF!$C$3:$C$403)*100","v":5.3096988571847024E-3},null,null,null,2.325458521548222E-2,null,null,null,103694272.18223567,{"$f":"J41/SUMPRODUCT(CMF!$C$3:$C$403,$J$5:$J$405)*100","v":2.325458521548222E-2},null,105.46,44.86,-0.62,null,null,null,25.330307825882368,{"$f":"S41/SUMPRODUCT($S$5:$S$405,CMF!$C$3:$C$403)*100","v":0.23340492627493639}]
[417,{"$f":"'Results Numerical'!EM42/SUMPRODUCT('Results Numerical'!$EM$5:$EM$405,CMF!$C$3:$C$403)*100","v":5.0484279610375181E-3},null,null,null,2.4076154442934695E-2,null,null,null,107357722.7361199,{"$f":"J42/SUMPRODUCT(CMF!$C$3:$C$403,$J$5:$J$405)*100","v":2.4076154442934695E-2},null,105.57,44.62,-0.64,null,null,null,25.715510835274856,{"$f":"S42/SUMPRODUCT($S$5:$S$405,CMF!$C$3:$C$403)*100","v":0.23695436122954322}]
[418,{"$f":"'Results Numerical'!EM43/SUMPRODUCT('Results Numerical'!$EM$5:$EM$405,CMF!$C$3:$C$403)*100","v":4.7344814809896921E-3},null,null,null,2.492189372432782E-2,null,null,null,111128949.71898605,{"$f":"J43/SUMPRODUCT(CMF!$C$3:$C$403,$J$5:$J$405)*100","v":2.492189372432782E-2},null,105.68,44.38,-0.66,null,null,null,26.100713844667339,{"$f":"S43/SUMPRODUCT($S$5:$S$405,CMF!$C$3:$C$403)*100","v":0.24050379618414996}]
[419,{"$f":"'Results Numerical'!EM44/SUMPRODUCT('Results Numerical'!$EM$5:$EM$405,CMF!$C$3:$C$403)*100","v":4.4732105848425087E-3},null,null,null,2.5792354570700428E-2,null,null,null,115010412.36780795,{"$f":"J44/SUMPRODUCT(CMF!$C$3:$C$403,$J$5:$J$405)*100","v":2.5792354570700428E-2},null,105.79,44.14,-0.68,null,null,null,26.485916854059813,{"$f":"S44/SUMPRODUCT($S$5:$S$405,CMF!$C$3:$C$403)*100","v":0.24405323113875663}]
[420,{"$f":"'Results Numerical'!EM45/SUMPRODUCT('Results Numerical'!$EM$5:$EM$405,CMF!$C$3:$C$403)*100","v":4.3636453703291729E-3},null,null,null,2.668809667450776E-2,null,null,null,119004606.40122581,{"$f":"J45/SUMPRODUCT(CMF!$C$3:$C$403,$J$5:$J$405)*100","v":2.668809667450776E-2},null,105.9,43.9,-0.7,null,null,null,26.8711198634523,{"$f":"S45/SUMPRODUCT($S$5:$S$405,CMF!$C$3:$C$403)*100","v":0.24760266609336348}]
[421,{"$f":"'Results Numerical'!EM46/SUMPRODUCT('Results Numerical'!$EM$5:$EM$405,CMF!$C$3:$C$403)*100","v":4.3762875104653275E-3},null,null,null,2.7609687932021065E-2,null,null,null,123114064.11942798,{"$f":"J46/SUMPRODUCT(CMF!$C$3:$C$403,$J$5:$J$405)*100","v":2.7609687932021065E-2},null,104.99,43.22,-0.75,null,null,null,26.784746485159555,{"$f":"S46/SUMPRODUCT($S$5:$S$405,CMF!$C$3:$C$403)*100","v":0.24680678267453124}]
[422,{"$f":"'Results Numerical'!EM47/SUMPRODUCT('Results Numerical'!$EM$5:$EM$405,CMF!$C$3:$C$403)*100","v":4.4078928608057132E-3},null,null,null,2.8557704463846385E-2,null,null,null,127341354.49564616,{"$f":"J47/SUMPRODUCT(CMF!$C$3:$C$403,$J$5:$J$405)*100","v":2.8557704463846385E-2},null,104.08,42.54,-0.8,null,null,null,26.698373106866811,{"$f":"S47/SUMPRODUCT($S$5:$S$405,CMF!$C$3:$C$403)*100","v":0.24601089925569905}]
[423,{"$f":"'Results Numerical'!EM48/SUMPRODUCT('Results Numerical'!$EM$5:$EM$405,CMF!$C$3:$C$403)*100","v":4.4584614213503283E-3},null,null,null,2.9532730633545907E-2,null,null,null,131689083.25918964,{"$f":"J48/SUMPRODUCT(CMF!$C$3:$C$403,$J$5:$J$405)*100","v":2.9532730633545907E-2},null,103.17,41.86,-0.85,null,null,null,26.611999728574069,{"$f":"S48/SUMPRODUCT($S$5:$S$405,CMF!$C$3:$C$403)*100","v":0.24521501583686689}]
[424,{"$f":"'Results Numerical'!EM49/SUMPRODUCT('Results Numerical'!$EM$5:$EM$405,CMF!$C$3:$C$403)*100","v":4.5258861687431512E-3},null,null,null,3.0535359064345496E-2,null,null,null,136159892.96994561,{"$f":"J49/SUMPRODUCT(CMF!$C$3:$C$403,$J$5:$J$405)*100","v":3.0535359064345496E-2},null,102.26,41.18,-0.9,null,null,null,26.525626350281343,{"$f":"S49/SUMPRODUCT($S$5:$S$405,CMF!$C$3:$C$403)*100","v":0.24441913241803484}]
[425,{"$f":"'Results Numerical'!EM50/SUMPRODUCT('Results Numerical'!$EM$5:$EM$405,CMF!$C$3:$C$403)*100","v":4.6059530562721262E-3},null,null,null,3.1566190653911273E-2,null,null,null,140756463.08426937,{"$f":"J50/SUMPRODUCT(CMF!$C$3:$C$403,$J$5:$J$405)*100","v":3.1566190653911273E-2},null,101.35,40.5,-0.95,null,null,null,26.439252971988584,{"$f":"S50/SUMPRODUCT($S$5:$S$405,CMF!$C$3:$C$403)*100","v":0.24362324899920251}]
[426,{"$f":"'Results Numerical'!EM51/SUMPRODUCT('Results Numerical'!$EM$5:$EM$405,CMF!$C$3:$C$403)*100","v":4.7850500415343089E-3},null,null,null,3.2625834587182698E-2,null,null,null,145481510.01220801,{"$f":"J51/SUMPRODUCT(CMF!$C$3:$C$403,$J$5:$J$405)*100","v":3.2625834587182698E-2},null,100.44,39.82,-1,null,null,null,26.352879593695842,{"$f":"S51/SUMPRODUCT($S$5:$S$405,CMF!$C$3:$C$403)*100","v":0.24282736558037038}]
[427,{"$f":"'Results Numerical'!EM52/SUMPRODUCT('Results Numerical'!$EM$5:$EM$405,CMF!$C$3:$C$403)*100","v":5.1095316383622628E-3},null,null,null,3.3714908347244651E-2,null,null,null,150337787.16598022,{"$f":"J52/SUMPRODUCT(CMF!$C$3:$C$403,$J$5:$J$405)*100","v":3.3714908347244651E-2},null,99.53,39.14,-1.05,null,null,null,26.266506215403112,{"$f":"S52/SUMPRODUCT($S$5:$S$405,CMF!$C$3:$C$403)*100","v":0.24203148216153827}]
[428,{"$f":"'Results Numerical'!EM53/SUMPRODUCT('Results Numerical'!$EM$5:$EM$405,CMF!$C$3:$C$403)*100","v":5.5267222628553464E-3},null,null,null,3.4834037724228682E-2,null,null,null,155328084.99966753,{"$f":"J53/SUMPRODUCT(CMF!$C$3:$C$403,$J$5:$J$405)*100","v":3.4834037724228682E-2},null,98.62,38.46,-1.1000000000000001,null,null,null,26.180132837110371,{"$f":"S53/SUMPRODUCT($S$5:$S$405,CMF!$C$3:$C$403)*100","v":0.24123559874270611}]
[429,{"$f":"'Results Numerical'!EM54/SUMPRODUCT('Results Numerical'!$EM$5:$EM$405,CMF!$C$3:$C$403)*100","v":5.9755182376888157E-3},null,null,null,3.5983856822228703E-2,null,null,null,160455231.04005218,{"$f":"J54/SUMPRODUCT(CMF!$C$3:$C$403,$J$5:$J$405)*100","v":3.5983856822228703E-2},null,97.71,37.78,-1.1499999999999999,null,null,null,26.093759458817615,{"$f":"S54/SUMPRODUCT($S$5:$S$405,CMF!$C$3:$C$403)*100","v":0.24043971532387381}]
[430,{"$f":"'Results Numerical'!EM55/SUMPRODUCT('Results Numerical'!$EM$5:$EM$405,CMF!$C$3:$C$403)*100","v":6.3990299322499757E-3},null,null,null,3.716500806421974E-2,null,null,null,165722089.90855014,{"$f":"J55/SUMPRODUCT(CMF!$C$3:$C$403,$J$5:$J$405)*100","v":3.716500806421974E-2},null,96.8,37.1,-1.2,null,null,null,26.007386080524878,{"$f":"S55/SUMPRODUCT($S$5:$S$405,CMF!$C$3:$C$403)*100","v":0.23964383190504171}]
[431,{"$f":"'Results Numerical'!EM56/SUMPRODUCT('Results Numerical'!$EM$5:$EM$405,CMF!$C$3:$C$403)*100","v":6.7614379494863926E-3},null,null,null,3.8378142194969649E-2,null,null,null,171131563.33419484,{"$f":"J56/SUMPRODUCT(CMF!$C$3:$C$403,$J$5:$J$405)*100","v":3.8378142194969649E-2},null,98.51,37.06,-1.34,null,null,null,26.863615632638091,{"$f":"S56/SUMPRODUCT($S$5:$S$405,CMF!$C$3:$C$403)*100","v":0.24753351871260598}]
[432,{"$f":"'Results Numerical'!EM57/SUMPRODUCT('Results Numerical'!$EM$5:$EM$405,CMF!$C$3:$C$403)*100","v":7.1048827565185777E-3},null,null,null,3.9623918281933741E-2,null,null,null,176686590.15762624,{"$f":"J57/SUMPRODUCT(CMF!$C$3:$C$403,$J$5:$J$405)*100","v":3.9623918281933741E-2},null,100.22,37.020000000000003,-1.48,null,null,null,27.719845184751293,{"$f":"S57/SUMPRODUCT($S$5:$S$405,CMF!$C$3:$C$403)*100","v":0.25542320552017012}]
[433,{"$f":"'Results Numerical'!EM58/SUMPRODUCT('Results Numerical'!$EM$5:$EM$405,CMF!$C$3:$C$403)*100","v":7.4820399372471733E-3},null,null,null,4.0903003714122532E-2,null,null,null,182390146.32604215,{"$f":"J58/SUMPRODUCT(CMF!$C$3:$C$403,$J$5:$J$405)*100","v":4.0903003714122532E-2},null,101.93,36.979999999999997,-1.62,null,null,null,28.576074736864513,{"$f":"S58/SUMPRODUCT($S$5:$S$405,CMF!$C$3:$C$403)*100","v":0.26331289232773447}]
[434,{"$f":"'Results Numerical'!EM59/SUMPRODUCT('Results Numerical'!$EM$5:$EM$405,CMF!$C$3:$C$403)*100","v":7.9434780522167955E-3},null,null,null,4.2216074198934896E-2,null,null,null,188245244.8790769,{"$f":"J59/SUMPRODUCT(CMF!$C$3:$C$403,$J$5:$J$405)*100","v":4.2216074198934896E-2},null,103.64,36.94,-1.76,null,null,null,29.432304288977711,{"$f":"S59/SUMPRODUCT($S$5:$S$405,CMF!$C$3:$C$403)*100","v":0.27120257913529866}]
[435,{"$f":"'Results Numerical'!EM60/SUMPRODUCT('Results Numerical'!$EM$5:$EM$405,CMF!$C$3:$C$403)*100","v":8.5439797086841133E-3},null,null,null,4.35638137569496E-2,null,null,null,194254935.92557639,{"$f":"J60/SUMPRODUCT(CMF!$C$3:$C$403,$J$5:$J$405)*100","v":4.35638137569496E-2},null,105.35,36.9,-1.9,null,null,null,30.288533841090903,{"$f":"S60/SUMPRODUCT($S$5:$S$405,CMF!$C$3:$C$403)*100","v":0.27909226594286268}]
[436,{"$f":"'Results Numerical'!EM61/SUMPRODUCT('Results Numerical'!$EM$5:$EM$405,CMF!$C$3:$C$403)*100","v":9.8671903762682367E-3},null,null,null,4.4946914714667739E-2,null,null,null,200422306.61123586,{"$f":"J61/SUMPRODUCT(CMF!$C$3:$C$403,$J$5:$J$405)*100","v":4.4946914714667739E-2},null,107.06,36.86,-2.04,null,null,null,31.144763393204116,{"$f":"S61/SUMPRODUCT($S$5:$S$405,CMF!$C$3:$C$403)*100","v":0.28698195275042698}]
[437,{"$f":"'Results Numerical'!EM62/SUMPRODUCT('Results Numerical'!$EM$5:$EM$405,CMF!$C$3:$C$403)*100","v":1.2033210386262632E-2},null,null,null,4.6366077695200104E-2,null,null,null,206750481.0770742,{"$f":"J62/SUMPRODUCT(CMF!$C$3:$C$403,$J$5:$J$405)*100","v":4.6366077695200104E-2},null,108.77,36.82,-2.1800000000000002,null,null,null,32.000992945317314,{"$f":"S62/SUMPRODUCT($S$5:$S$405,CMF!$C$3:$C$403)*100","v":0.29487163955799112}]
[438,{"$f":"'Results Numerical'!EM63/SUMPRODUCT('Results Numerical'!$EM$5:$EM$405,CMF!$C$3:$C$403)*100","v":1.4388862498299336E-2},null,null,null,4.7822011606897342E-2,null,null,null,213242620.40873459,{"$f":"J63/SUMPRODUCT(CMF!$C$3:$C$403,$J$5:$J$405)*100","v":4.7822011606897342E-2},null,110.48,36.78,-2.3199999999999998,null,null,null,32.857222497430527,{"$f":"S63/SUMPRODUCT($S$5:$S$405,CMF!$C$3:$C$403)*100","v":0.30276132636555542}]
[439,{"$f":"'Results Numerical'!EM64/SUMPRODUCT('Results Numerical'!$EM$5:$EM$405,CMF!$C$3:$C$403)*100","v":1.6280969472010392E-2},null,null,null,4.9315433629914675E-2,null,null,null,219901922.57657561,{"$f":"J64/SUMPRODUCT(CMF!$C$3:$C$403,$J$5:$J$405)*100","v":4.9315433629914675E-2},null,112.19,36.74,-2.46,null,null,null,33.713452049543726,{"$f":"S64/SUMPRODUCT($S$5:$S$405,CMF!$C$3:$C$403)*100","v":0.31065101317311955}]
[440,{"$f":"'Results Numerical'!EM65/SUMPRODUCT('Results Numerical'!$EM$5:$EM$405,CMF!$C$3:$C$403)*100","v":1.7056354067027841E-2},null,null,null,5.0847069200711255E-2,null,null,null,226731622.36655229,{"$f":"J65/SUMPRODUCT(CMF!$C$3:$C$403,$J$5:$J$405)*100","v":5.0847069200711255E-2},null,113.9,36.700000000000003,-2.6,null,null,null,34.569681601656939,{"$f":"S65/SUMPRODUCT($S$5:$S$405,CMF!$C$3:$C$403)*100","v":0.31854069998068385}]
[441,{"$f":"'Results Numerical'!EM66/SUMPRODUCT('Results Numerical'!$EM$5:$EM$405,CMF!$C$3:$C$403)*100","v":1.6702374143215529E-2},null,null,null,5.2417651994480445E-2,null,null,null,233734991.30187139,{"$f":"J66/SUMPRODUCT(CMF!$C$3:$C$403,$J$5:$J$405)*100","v":5.2417651994480445E-2},null,115.07,36.619999999999997,-2.63,null,null,null,35.677819271954462,{"$f":"S66/SUMPRODUCT($S$5:$S$405,CMF!$C$3:$C$403)*100","v":0.32875158225721074}]
[442,{"$f":"'Results Numerical'!EM67/SUMPRODUCT('Results Numerical'!$EM$5:$EM$405,CMF!$C$3:$C$403)*100","v":1.5834280520532949E-2},null,null,null,5.402792390550986E-2,null,null,null,240915337.55541477,{"$f":"J67/SUMPRODUCT(CMF!$C$3:$C$403,$J$5:$J$405)*100","v":5.402792390550986E-2},null,116.24,36.54,-2.66,null,null,null,36.785956942251978,{"$f":"S67/SUMPRODUCT($S$5:$S$405,CMF!$C$3:$C$403)*100","v":0.33896246453373757}]
[443,{"$f":"'Results Numerical'!EM68/SUMPRODUCT('Results Numerical'!$EM$5:$EM$405,CMF!$C$3:$C$403)*100","v":1.4749163492179727E-2},null,null,null,5.5678635025470227E-2,null,null,null,248276005.85292771,{"$f":"J68/SUMPRODUCT(CMF!$C$3:$C$403,$J$5:$J$405)*100","v":5.5678635025470227E-2},null,117.41,36.46,-2.69,null,null,null,37.894094612549495,{"$f":"S68/SUMPRODUCT($S$5:$S$405,CMF!$C$3:$C$403)*100","v":0.34917334681026441}]
[444,{"$f":"'Results Numerical'!EM69/SUMPRODUCT('Results Numerical'!$EM$5:$EM$405,CMF!$C$3:$C$403)*100","v":1.3735685257931379E-2},null,null,null,{"$f":"IF($D$12<4000,K69,IF($D$12>5000,T69,K69*(5000-$D$12)/1000+T69*($D$12-4000)/1000))","v":5.7370543619633362E-2},null,null,null,{"$f":"3.7415E-16/((A69*0.000000001)^5)/(EXP(0.014388/(A69*0.000000001*$D$12))-1)","v":255820377.36697271},{"$f":"J69/SUMPRODUCT(CMF!$C$3:$C$403,$J$5:$J$405)*100","v":5.7370543619633362E-2},null,118.58,36.380000000000003,-2.72,null,null,null,39.002232282847018,{"$f":"S69/SUMPRODUCT($S$5:$S$405,CMF!$C$3:$C$403)*100","v":0.35938422908679135}]
[445,{"$f":"'Results Numerical'!EM70/SUMPRODUCT('Results Numerical'!$EM$5:$EM$405,CMF!$C$3:$C$403)*100","v":1.309093611098752E-2},null,null,null,5.9104416101020102E-2,null,null,null,263551869.60165268,{"$f":"J70/SUMPRODUCT(CMF!$C$3:$C$403,$J$5:$J$405)*100","v":5.9104416101020102E-2},null,119.75,36.299999999999997,-2.75,null,null,null,{"$f":"M70+N70*R$15+O70*R$16","v":40.110369953144556},{"$f":"S70/SUMPRODUCT($S$5:$S$405,CMF!$C$3:$C$403)*100","v":0.36959511136331841}]
[446,{"$f":"'Results Numerical'!EM71/SUMPRODUCT('Results Numerical'!$EM$5:$EM$405,CMF!$C$3:$C$403)*100","v":1.2785417724363798E-2},null,null,null,6.0881027002479937E-2,null,null,null,271473936.26811177,{"$f":"J71/SUMPRODUCT(CMF!$C$3:$C$403,$J$5:$J$405)*100","v":6.0881027002479937E-2},null,120.92,36.22,-2.78,null,null,null,41.218507623442079,{"$f":"S71/SUMPRODUCT($S$5:$S$405,CMF!$C$3:$C$403)*100","v":0.3798059936398453}]
[447,{"$f":"'Results Numerical'!EM72/SUMPRODUCT('Results Numerical'!$EM$5:$EM$405,CMF!$C$3:$C$403)*100","v":1.2564180271981102E-2},null,null,null,6.2701158946705568E-2,null,null,null,279590067.15082723,{"$f":"J72/SUMPRODUCT(CMF!$C$3:$C$403,$J$5:$J$405)*100","v":6.2701158946705568E-2},null,122.09,36.14,-2.81,null,null,null,42.326645293739595,{"$f":"S72/SUMPRODUCT($S$5:$S$405,CMF!$C$3:$C$403)*100","v":0.39001687591637219}]
[448,{"$f":"'Results Numerical'!EM73/SUMPRODUCT('Results Numerical'!$EM$5:$EM$405,CMF!$C$3:$C$403)*100","v":1.2378762216650843E-2},null,null,null,6.4565602614184425E-2,null,null,null,287903787.96470284,{"$f":"J73/SUMPRODUCT(CMF!$C$3:$C$403,$J$5:$J$405)*100","v":6.4565602614184425E-2},null,123.26,36.06,-2.84,null,null,null,43.434782964037126,{"$f":"S73/SUMPRODUCT($S$5:$S$405,CMF!$C$3:$C$403)*100","v":0.40022775819289913}]
[449,{"$f":"'Results Numerical'!EM74/SUMPRODUCT('Results Numerical'!$EM$5:$EM$405,CMF!$C$3:$C$403)*100","v":1.2174380951116353E-2},null,null,null,6.647515670909257E-2,null,null,null,296418660.20298636,{"$f":"J74/SUMPRODUCT(CMF!$C$3:$C$403,$J$5:$J$405)*100","v":6.647515670909257E-2},null,124.43,35.979999999999997,-2.87,null,null,null,44.542920634334656,{"$f":"S74/SUMPRODUCT($S$5:$S$405,CMF!$C$3:$C$403)*100","v":0.41043864046942613}]
[450,{"$f":"'Results Numerical'!EM75/SUMPRODUCT('Results Numerical'!$EM$5:$EM$405,CMF!$C$3:$C$403)*100","v":1.1904681961545064E-2},null,null,null,6.8430627923135159E-2,null,null,null,305138280.97603112,{"$f":"J75/SUMPRODUCT(CMF!$C$3:$C$403,$J$5:$J$405)*100","v":6.8430627923135159E-2},null,125.6,35.9,-2.9,null,null,null,45.651058304632159,{"$f":"S75/SUMPRODUCT($S$5:$S$405,CMF!$C$3:$C$403)*100","v":0.4206495227459528}]
[451,{"$f":"'Results Numerical'!EM76/SUMPRODUCT('Results Numerical'!$EM$5:$EM$405,CMF!$C$3:$C$403)*100","v":1.1434815753151341E-2},null,null,null,7.0432830897339663E-2,null,null,null,314066282.84092867,{"$f":"J76/SUMPRODUCT(CMF!$C$3:$C$403,$J$5:$J$405)*100","v":7.0432830897339663E-2},null,125.59,35.57,-2.89,null,null,null,46.266314227457499,{"$f":"S76/SUMPRODUCT($S$5:$S$405,CMF!$C$3:$C$403)*100","v":0.42631876941655722}]
[452,{"$f":"'Results Numerical'!EM77/SUMPRODUCT('Results Numerical'!$EM$5:$EM$405,CMF!$C$3:$C$403)*100","v":1.0785852559495433E-2},null,null,null,7.2482588181808388E-2,null,null,null,323206333.6220414,{"$f":"J77/SUMPRODUCT(CMF!$C$3:$C$403,$J$5:$J$405)*100","v":7.2482588181808388E-2},null,125.58,35.24,-2.88,null,null,null,46.881570150282812,{"$f":"S77/SUMPRODUCT($S$5:$S$405,CMF!$C$3:$C$403)*100","v":0.43198801608716131}]
[453,{"$f":"'Results Numerical'!EM78/SUMPRODUCT('Results Numerical'!$EM$5:$EM$405,CMF!$C$3:$C$403)*100","v":1.0117926155635292E-2},null,null,null,7.4580730193436556E-2,null,null,null,332562136.22246385,{"$f":"J78/SUMPRODUCT(CMF!$C$3:$C$403,$J$5:$J$405)*100","v":7.4580730193436556E-2},null,125.57,34.909999999999997,-2.87,null,null,null,47.496826073108153,{"$f":"S78/SUMPRODUCT($S$5:$S$405,CMF!$C$3:$C$403)*100","v":0.43765726275776562}]
[454,{"$f":"'Results Numerical'!EM79/SUMPRODUCT('Results Numerical'!$EM$5:$EM$405,CMF!$C$3:$C$403)*100","v":9.5953843633409253E-3},null,null,null,7.6728095171605351E-2,null,null,null,342137428.42645419,{"$f":"J79/SUMPRODUCT(CMF!$C$3:$C$403,$J$5:$J$405)*100","v":7.6728095171605351E-2},null,125.56,34.58,-2.86,null,null,null,48.112081995933494,{"$f":"S79/SUMPRODUCT($S$5:$S$405,CMF!$C$3:$C$403)*100","v":0.44332650942836993}]
[455,{"$f":"'Results Numerical'!EM80/SUMPRODUCT('Results Numerical'!$EM$5:$EM$405,CMF!$C$3:$C$403)*100","v":9.3846820277383568E-3},null,null,null,7.8925529131859365E-2,null,null,null,351935982.69287747,{"$f":"J80/SUMPRODUCT(CMF!$C$3:$C$403,$J$5:$J$405)*100","v":7.8925529131859365E-2},null,125.55,34.25,-2.85,null,null,null,48.727337918758806,{"$f":"S80/SUMPRODUCT($S$5:$S$405,CMF!$C$3:$C$403)*100","v":0.44899575609897402}]
[456,{"$f":"'Results Numerical'!EM81/SUMPRODUCT('Results Numerical'!$EM$5:$EM$405,CMF!$C$3:$C$403)*100","v":9.3994311912305381E-3},null,null,null,8.1173885817573579E-2,null,null,null,361961605.93968475,{"$f":"J81/SUMPRODUCT(CMF!$C$3:$C$403,$J$5:$J$405)*100","v":8.1173885817573579E-2},null,125.54,33.92,-2.84,null,null,null,49.342593841584147,{"$f":"S81/SUMPRODUCT($S$5:$S$405,CMF!$C$3:$C$403)*100","v":0.45466500276957833}]
[457,{"$f":"'Results Numerical'!EM82/SUMPRODUCT('Results Numerical'!$EM$5:$EM$405,CMF!$C$3:$C$403)*100","v":9.4310365415709238E-3},null,null,null,8.3474026649626318E-2,null,null,null,372218139.31949997,{"$f":"J82/SUMPRODUCT(CMF!$C$3:$C$403,$J$5:$J$405)*100","v":8.3474026649626318E-2},null,125.53,33.590000000000003,-2.83,null,null,null,49.95784976440946,{"$f":"S82/SUMPRODUCT($S$5:$S$405,CMF!$C$3:$C$403)*100","v":0.46033424944018242}]
[458,{"$f":"'Results Numerical'!EM83/SUMPRODUCT('Results Numerical'!$EM$5:$EM$405,CMF!$C$3:$C$403)*100","v":9.4689629619793842E-3},null,null,null,8.5826820674084758E-2,null,null,null,382709457.98634517,{"$f":"J83/SUMPRODUCT(CMF!$C$3:$C$403,$J$5:$J$405)*100","v":8.5826820674084758E-2},null,125.52,33.26,-2.82,null,null,null,50.573105687234801,{"$f":"S83/SUMPRODUCT($S$5:$S$405,CMF!$C$3:$C$403)*100","v":0.46600349611078673}]
[459,{"$f":"'Results Numerical'!EM84/SUMPRODUCT('Results Numerical'!$EM$5:$EM$405,CMF!$C$3:$C$403)*100","v":9.5005683123197699E-3},null,null,null,8.8233144507915279E-2,null,null,null,393439470.85355806,{"$f":"J84/SUMPRODUCT(CMF!$C$3:$C$403,$J$5:$J$405)*100","v":8.8233144507915279E-2},null,125.51,32.93,-2.81,null,null,null,51.18836161006012,{"$f":"S84/SUMPRODUCT($S$5:$S$405,CMF!$C$3:$C$403)*100","v":0.47167274278139087}]
[460,{"$f":"'Results Numerical'!EM85/SUMPRODUCT('Results Numerical'!$EM$5:$EM$405,CMF!$C$3:$C$403)*100","v":9.5174244991679761E-3},null,null,null,9.0693882282734894E-2,null,null,null,404412120.3429746,{"$f":"J85/SUMPRODUCT(CMF!$C$3:$C$403,$J$5:$J$405)*100","v":9.0693882282734894E-2},null,125.5,32.6,-2.8,null,null,null,51.803617532885447,{"$f":"S85/SUMPRODUCT($S$5:$S$405,CMF!$C$3:$C$403)*100","v":0.47734198945199513}]
[461,{"$f":"'Results Numerical'!EM86/SUMPRODUCT('Results Numerical'!$EM$5:$EM$405,CMF!$C$3:$C$403)*100","v":9.5216385458800259E-3},null,null,null,9.3209925586608677E-2,null,null,null,415631382.12539852,{"$f":"J86/SUMPRODUCT(CMF!$C$3:$C$403,$J$5:$J$405)*100","v":9.3209925586608677E-2},null,125.08,32.130000000000003,-2.78,null,null,null,52.312034020249222,{"$f":"S86/SUMPRODUCT($S$5:$S$405,CMF!$C$3:$C$403)*100","v":0.48202676918565673}]
[462,{"$f":"'Results Numerical'!EM87/SUMPRODUCT('Results Numerical'!$EM$5:$EM$405,CMF!$C$3:$C$403)*100","v":9.5237455692360525E-3},null,null,null,9.5782173403916746E-2,null,null,null,427101264.85246277,{"$f":"J87/SUMPRODUCT(CMF!$C$3:$C$403,$J$5:$J$405)*100","v":9.5782173403916746E-2},null,124.66,31.66,-2.76,null,null,null,52.820450507612989,{"$f":"S87/SUMPRODUCT($S$5:$S$405,CMF!$C$3:$C$403)*100","v":0.48671154891931823}]
[463,{"$f":"'Results Numerical'!EM88/SUMPRODUCT('Results Numerical'!$EM$5:$EM$405,CMF!$C$3:$C$403)*100","v":9.5258525925920774E-3},null,null,null,9.8411532053296349E-2,null,null,null,438825809.87990803,{"$f":"J88/SUMPRODUCT(CMF!$C$3:$C$403,$J$5:$J$405)*100","v":9.8411532053296349E-2},null,124.24,31.19,-2.74,null,null,null,53.328866994976764,{"$f":"S88/SUMPRODUCT($S$5:$S$405,CMF!$C$3:$C$403)*100","v":0.49139632865297994}]
[464,{"$f":"'Results Numerical'!EM89/SUMPRODUCT('Results Numerical'!$EM$5:$EM$405,CMF!$C$3:$C$403)*100","v":9.5279596159481041E-3},null,null,null,0.10109891512368313,null,null,null,450809090.98238462,{"$f":"J89/SUMPRODUCT(CMF!$C$3:$C$403,$J$5:$J$405)*100","v":0.10109891512368313},null,123.82,30.72,-2.72,null,null,null,53.837283482340538,{"$f":"S89/SUMPRODUCT($S$5:$S$405,CMF!$C$3:$C$403)*100","v":0.49608110838664154}]
[465,{"$f":"'Results Numerical'!EM90/SUMPRODUCT('Results Numerical'!$EM$5:$EM$405,CMF!$C$3:$C$403)*100","v":9.5279596159481041E-3},null,null,null,0.10384524340845556,null,null,null,463055214.05979681,{"$f":"J90/SUMPRODUCT(CMF!$C$3:$C$403,$J$5:$J$405)*100","v":0.10384524340845556},null,123.4,30.25,-2.7,null,null,null,54.345699969704313,{"$f":"S90/SUMPRODUCT($S$5:$S$405,CMF!$C$3:$C$403)*100","v":0.50076588812030309}]
[466,{"$f":"'Results Numerical'!EM91/SUMPRODUCT('Results Numerical'!$EM$5:$EM$405,CMF!$C$3:$C$403)*100","v":9.4036452379425896E-3},null,null,null,0.10665144483771259,null,null,null,475568316.83532292,{"$f":"J91/SUMPRODUCT(CMF!$C$3:$C$403,$J$5:$J$405)*100","v":0.10665144483771259},null,122.98,29.78,-2.68,null,null,null,54.854116457068081,{"$f":"S91/SUMPRODUCT($S$5:$S$405,CMF!$C$3:$C$403)*100","v":0.50545066785396464}]
[467,{"$f":"'Results Numerical'!EM92/SUMPRODUCT('Results Numerical'!$EM$5:$EM$405,CMF!$C$3:$C$403)*100","v":9.1086619680989939E-3},null,null,null,0.10951845440868935,null,null,null,488352568.54513234,{"$f":"J92/SUMPRODUCT(CMF!$C$3:$C$403,$J$5:$J$405)*100","v":0.10951845440868935},null,122.56,29.31,-2.66,null,null,null,55.362532944431855,{"$f":"S92/SUMPRODUCT($S$5:$S$405,CMF!$C$3:$C$403)*100","v":0.5101354475876263}]
[468,{"$f":"'Results Numerical'!EM93/SUMPRODUCT('Results Numerical'!$EM$5:$EM$405,CMF!$C$3:$C$403)*100","v":8.7588960909987332E-3},null,null,null,0.11244721411433521,null,null,null,501412169.61990935,{"$f":"J93/SUMPRODUCT(CMF!$C$3:$C$403,$J$5:$J$405)*100","v":0.11244721411433521},null,122.14,28.84,-2.64,null,null,null,55.870949431795623,{"$f":"S93/SUMPRODUCT($S$5:$S$405,CMF!$C$3:$C$403)*100","v":0.51482022732128785}]
[469,{"$f":"'Results Numerical'!EM94/SUMPRODUCT('Results Numerical'!$EM$5:$EM$405,CMF!$C$3:$C$403)*100","v":8.4639128211551375E-3},null,null,null,0.11543867287007335,null,null,null,514751351.35826701,{"$f":"J94/SUMPRODUCT(CMF!$C$3:$C$403,$J$5:$J$405)*100","v":0.11543867287007335},null,121.72,28.37,-2.62,null,null,null,56.379365919159397,{"$f":"S94/SUMPRODUCT($S$5:$S$405,CMF!$C$3:$C$403)*100","v":0.51950500705494951}]
[470,{"$f":"'Results Numerical'!EM95/SUMPRODUCT('Results Numerical'!$EM$5:$EM$405,CMF!$C$3:$C$403)*100","v":8.339598443149623E-3},null,null,null,0.1184937864387523,null,null,null,528374375.59209955,{"$f":"J95/SUMPRODUCT(CMF!$C$3:$C$403,$J$5:$J$405)*100","v":0.1184937864387523},null,121.3,27.9,-2.6,null,null,null,56.887782406523172,{"$f":"S95/SUMPRODUCT($S$5:$S$405,CMF!$C$3:$C$403)*100","v":0.52418978678861106}]
[471,{"$f":"'Results Numerical'!EM96/SUMPRODUCT('Results Numerical'!$EM$5:$EM$405,CMF!$C$3:$C$403)*100","v":8.4639128211551375E-3},null,null,null,0.12161351735382016,null,null,null,542285534.34400904,{"$f":"J96/SUMPRODUCT(CMF!$C$3:$C$403,$J$5:$J$405)*100","v":0.12161351735382016},null,121.3,27.54,-2.6,null,null,null,57.498068348540414,{"$f":"S96/SUMPRODUCT($S$5:$S$405,CMF!$C$3:$C$403)*100","v":0.52981323780556311}]
[472,{"$f":"'Results Numerical'!EM97/SUMPRODUCT('Results Numerical'!$EM$5:$EM$405,CMF!$C$3:$C$403)*100","v":8.7588960909987332E-3},null,null,null,0.1247988348407333,null,null,null,556489149.4768604,{"$f":"J97/SUMPRODUCT(CMF!$C$3:$C$403,$J$5:$J$405)*100","v":0.1247988348407333},null,121.3,27.18,-2.6,null,null,null,58.108354290557671,{"$f":"S97/SUMPRODUCT($S$5:$S$405,CMF!$C$3:$C$403)*100","v":0.53543668882251516}]
[473,{"$f":"'Results Numerical'!EM98/SUMPRODUCT('Results Numerical'!$EM$5:$EM$405,CMF!$C$3:$C$403)*100","v":9.1086619680989939E-3},null,null,null,0.12805071473661944,null,null,null,570989572.3355515,{"$f":"J98/SUMPRODUCT(CMF!$C$3:$C$403,$J$5:$J$405)*100","v":0.12805071473661944},null,121.3,26.82,-2.6,null,null,null,58.718640232574927,{"$f":"S98/SUMPRODUCT($S$5:$S$405,CMF!$C$3:$C$403)*100","v":0.54106013983946721}]
[474,{"$f":"'Results Numerical'!EM99/SUMPRODUCT('Results Numerical'!$EM$5:$EM$405,CMF!$C$3:$C$403)*100","v":9.4036452379425896E-3},null,null,null,0.13137013940822559,null,null,null,585791183.38113558,{"$f":"J99/SUMPRODUCT(CMF!$C$3:$C$403,$J$5:$J$405)*100","v":0.13137013940822559},null,121.3,26.46,-2.6,null,null,null,59.328926174592183,{"$f":"S99/SUMPRODUCT($S$5:$S$405,CMF!$C$3:$C$403)*100","v":0.54668359085641938}]
[475,{"$f":"'Results Numerical'!EM100/SUMPRODUCT('Results Numerical'!$EM$5:$EM$405,CMF!$C$3:$C$403)*100","v":9.5279596159481041E-3},null,null,null,0.13475809766815733,null,null,null,600898391.81732476,{"$f":"J100/SUMPRODUCT(CMF!$C$3:$C$403,$J$5:$J$405)*100","v":0.13475809766815733},null,121.3,26.1,-2.6,null,null,null,{"$f":"M100+N100*R$15+O100*R$16","v":59.93921211660944},{"$f":"S100/SUMPRODUCT($S$5:$S$405,CMF!$C$3:$C$403)*100","v":0.55230704187337143}]
[476,{"$f":"'Results Numerical'!EM101/SUMPRODUCT('Results Numerical'!$EM$5:$EM$405,CMF!$C$3:$C$403)*100","v":9.3467556073298964E-3},null,null,null,0.13821558468944822,null,null,null,616315635.209548,{"$f":"J101/SUMPRODUCT(CMF!$C$3:$C$403,$J$5:$J$405)*100","v":0.13821558468944822},null,121.3,25.74,-2.6,null,null,null,60.549498058626696,{"$f":"S101/SUMPRODUCT($S$5:$S$405,CMF!$C$3:$C$403)*100","v":0.55793049289032348}]
[477,{"$f":"'Results Numerical'!EM102/SUMPRODUCT('Results Numerical'!$EM$5:$EM$405,CMF!$C$3:$C$403)*100","v":8.9127087959886067E-3},null,null,null,0.14174360191846561,null,null,null,632047379.09658945,{"$f":"J102/SUMPRODUCT(CMF!$C$3:$C$403,$J$5:$J$405)*100","v":0.14174360191846561},null,121.3,25.38,-2.6,null,null,null,61.159784000643953,{"$f":"S102/SUMPRODUCT($S$5:$S$405,CMF!$C$3:$C$403)*100","v":0.56355394390727565}]
[478,{"$f":"'Results Numerical'!EM103/SUMPRODUCT('Results Numerical'!$EM$5:$EM$405,CMF!$C$3:$C$403)*100","v":8.3964880737623163E-3},null,null,null,0.14534315698618719,null,null,null,648098116.59496319,{"$f":"J103/SUMPRODUCT(CMF!$C$3:$C$403,$J$5:$J$405)*100","v":0.14534315698618719},null,121.3,25.02,-2.6,null,null,null,61.770069942661195,{"$f":"S103/SUMPRODUCT($S$5:$S$405,CMF!$C$3:$C$403)*100","v":0.56917739492422759}]
[479,{"$f":"'Results Numerical'!EM104/SUMPRODUCT('Results Numerical'!$EM$5:$EM$405,CMF!$C$3:$C$403)*100","v":7.9624412624210265E-3},null,null,null,0.14901526361787099,null,null,null,664472367.99612343,{"$f":"J104/SUMPRODUCT(CMF!$C$3:$C$403,$J$5:$J$405)*100","v":0.14901526361787099},null,121.3,24.66,-2.6,null,null,null,62.380355884678465,{"$f":"S104/SUMPRODUCT($S$5:$S$405,CMF!$C$3:$C$403)*100","v":0.57480084594117986}]
[480,{"$f":"'Results Numerical'!EM105/SUMPRODUCT('Results Numerical'!$EM$5:$EM$405,CMF!$C$3:$C$403)*100","v":7.7812372538028198E-3},null,null,null,0.15276094154112987,null,null,null,681174680.35656106,{"$f":"J105/SUMPRODUCT(CMF!$C$3:$C$403,$J$5:$J$405)*100","v":0.15276094154112987},null,121.3,24.3,-2.6,null,null,null,62.990641826695708,{"$f":"S105/SUMPRODUCT($S$5:$S$405,CMF!$C$3:$C$403)*100","v":0.58042429695813169}]
[481,{"$f":"'Results Numerical'!EM106/SUMPRODUCT('Results Numerical'!$EM$5:$EM$405,CMF!$C$3:$C$403)*100","v":7.7980934406510233E-3},null,null,null,0.15658121639245506,null,null,null,698209627.0809828,{"$f":"J106/SUMPRODUCT(CMF!$C$3:$C$403,$J$5:$J$405)*100","v":0.15658121639245506},null,120.52,23.88,-2.52,null,null,null,63.449259233525268,{"$f":"S106/SUMPRODUCT($S$5:$S$405,CMF!$C$3:$C$403)*100","v":0.58465020541393342}]
[482,{"$f":"'Results Numerical'!EM107/SUMPRODUCT('Results Numerical'!$EM$5:$EM$405,CMF!$C$3:$C$403)*100","v":7.8381268844155121E-3},null,null,null,0.16047711962219682,null,null,null,715581807.49861217,{"$f":"J107/SUMPRODUCT(CMF!$C$3:$C$403,$J$5:$J$405)*100","v":0.16047711962219682},null,119.74,23.46,-2.44,null,null,null,63.907876640354814,{"$f":"S107/SUMPRODUCT($S$5:$S$405,CMF!$C$3:$C$403)*100","v":0.58887611386973504}]
[483,{"$f":"'Results Numerical'!EM108/SUMPRODUCT('Results Numerical'!$EM$5:$EM$405,CMF!$C$3:$C$403)*100","v":7.8844813982480774E-3},null,null,null,0.16444968839803473,null,null,null,733295846.43275464,{"$f":"J108/SUMPRODUCT(CMF!$C$3:$C$403,$J$5:$J$405)*100","v":0.16444968839803473},null,118.96,23.04,-2.36,null,null,null,64.366494047184375,{"$f":"S108/SUMPRODUCT($S$5:$S$405,CMF!$C$3:$C$403)*100","v":0.59310202232553666}]
[484,{"$f":"'Results Numerical'!EM109/SUMPRODUCT('Results Numerical'!$EM$5:$EM$405,CMF!$C$3:$C$403)*100","v":7.9224078186565395E-3},null,null,null,0.16849996550696175,null,null,null,751356393.76373601,{"$f":"J109/SUMPRODUCT(CMF!$C$3:$C$403,$J$5:$J$405)*100","v":0.16849996550696175},null,118.18,22.62,-2.2799999999999998,null,null,null,64.82511145401395,{"$f":"S109/SUMPRODUCT($S$5:$S$405,CMF!$C$3:$C$403)*100","v":0.59732793078133861}]
[485,{"$f":"'Results Numerical'!EM110/SUMPRODUCT('Results Numerical'!$EM$5:$EM$405,CMF!$C$3:$C$403)*100","v":7.9392640055047439E-3},null,null,null,0.17262899925580749,null,null,null,769768123.98532653,{"$f":"J110/SUMPRODUCT(CMF!$C$3:$C$403,$J$5:$J$405)*100","v":0.17262899925580749},null,117.4,22.2,-2.2000000000000002,null,null,null,65.283728860843482,{"$f":"S110/SUMPRODUCT($S$5:$S$405,CMF!$C$3:$C$403)*100","v":0.60155383923714001}]
[486,{"$f":"'Results Numerical'!EM111/SUMPRODUCT('Results Numerical'!$EM$5:$EM$405,CMF!$C$3:$C$403)*100","v":7.9392640055047439E-3},null,null,null,0.1768378433703286,null,null,null,788535735.75477624,{"$f":"J111/SUMPRODUCT(CMF!$C$3:$C$403,$J$5:$J$405)*100","v":0.1768378433703286},null,116.62,21.78,-2.12,null,null,null,65.742346267673042,{"$f":"S111/SUMPRODUCT($S$5:$S$405,CMF!$C$3:$C$403)*100","v":0.60577974769294174}]
[487,{"$f":"'Results Numerical'!EM112/SUMPRODUCT('Results Numerical'!$EM$5:$EM$405,CMF!$C$3:$C$403)*100","v":7.9392640055047439E-3},null,null,null,0.18112755689289028,null,null,null,807663951.43656707,{"$f":"J112/SUMPRODUCT(CMF!$C$3:$C$403,$J$5:$J$405)*100","v":0.18112755689289028},null,115.84,21.36,-2.04,null,null,null,66.200963674502603,{"$f":"S112/SUMPRODUCT($S$5:$S$405,CMF!$C$3:$C$403)*100","v":0.61000565614874336}]
[488,{"$f":"'Results Numerical'!EM113/SUMPRODUCT('Results Numerical'!$EM$5:$EM$405,CMF!$C$3:$C$403)*100","v":7.9392640055047439E-3},null,null,null,0.18549920407876647,null,null,null,827157516.64000678,{"$f":"J113/SUMPRODUCT(CMF!$C$3:$C$403,$J$5:$J$405)*100","v":0.18549920407876647},null,115.06,20.94,-1.96,null,null,null,66.659581081332149,{"$f":"S113/SUMPRODUCT($S$5:$S$405,CMF!$C$3:$C$403)*100","v":0.61423156460454498}]
[489,{"$f":"'Results Numerical'!EM114/SUMPRODUCT('Results Numerical'!$EM$5:$EM$405,CMF!$C$3:$C$403)*100","v":7.9392640055047439E-3},null,null,null,0.18995385429108858,null,null,null,847021199.75079608,{"$f":"J114/SUMPRODUCT(CMF!$C$3:$C$403,$J$5:$J$405)*100","v":0.18995385429108858},null,114.28,20.52,-1.88,null,null,null,67.11819848816171,{"$f":"S114/SUMPRODUCT($S$5:$S$405,CMF!$C$3:$C$403)*100","v":0.61845747306034671}]
[490,{"$f":"'Results Numerical'!EM115/SUMPRODUCT('Results Numerical'!$EM$5:$EM$405,CMF!$C$3:$C$403)*100","v":7.9392640055047439E-3},null,null,null,0.19449258189446975,null,null,null,867259791.45668864,{"$f":"J115/SUMPRODUCT(CMF!$C$3:$C$403,$J$5:$J$405)*100","v":0.19449258189446975},null,113.5,20.100000000000001,-1.8,null,null,null,67.576815894991256,{"$f":"S115/SUMPRODUCT($S$5:$S$405,CMF!$C$3:$C$403)*100","v":0.62268338151614822}]
[491,{"$f":"'Results Numerical'!EM116/SUMPRODUCT('Results Numerical'!$EM$5:$EM$405,CMF!$C$3:$C$403)*100","v":7.9392640055047439E-3},null,null,null,0.19911646614732317,null,null,null,887878104.26733053,{"$f":"J116/SUMPRODUCT(CMF!$C$3:$C$403,$J$5:$J$405)*100","v":0.19911646614732317},null,113.46,19.71,-1.77,null,null,null,68.395440426771799,{"$f":"S116/SUMPRODUCT($S$5:$S$405,CMF!$C$3:$C$403)*100","v":0.63022655863821442}]
[492,{"$f":"'Results Numerical'!EM117/SUMPRODUCT('Results Numerical'!$EM$5:$EM$405,CMF!$C$3:$C$403)*100","v":7.9392640055047439E-3},null,null,null,0.20382659109292298,null,null,null,908880972.02848887,{"$f":"J117/SUMPRODUCT(CMF!$C$3:$C$403,$J$5:$J$405)*100","v":0.20382659109292298},null,113.42,19.32,-1.74,null,null,null,69.21406495855237,{"$f":"S117/SUMPRODUCT($S$5:$S$405,CMF!$C$3:$C$403)*100","v":0.63776973576028095}]
[493,{"$f":"'Results Numerical'!EM118/SUMPRODUCT('Results Numerical'!$EM$5:$EM$405,CMF!$C$3:$C$403)*100","v":7.9392640055047439E-3},null,null,null,0.20862404544921243,null,null,null,930273249.43069899,{"$f":"J118/SUMPRODUCT(CMF!$C$3:$C$403,$J$5:$J$405)*100","v":0.20862404544921243},null,113.38,18.93,-1.71,null,null,null,70.032689490332928,{"$f":"S118/SUMPRODUCT($S$5:$S$405,CMF!$C$3:$C$403)*100","v":0.64531291288234738}]
[494,{"$f":"'Results Numerical'!EM119/SUMPRODUCT('Results Numerical'!$EM$5:$EM$405,CMF!$C$3:$C$403)*100","v":7.9392640055047439E-3},null,null,null,0.21350992249740819,null,null,null,952059811.51253939,{"$f":"J119/SUMPRODUCT(CMF!$C$3:$C$403,$J$5:$J$405)*100","v":0.21350992249740819},null,113.34,18.54,-1.68,null,null,null,70.851314022113499,{"$f":"S119/SUMPRODUCT($S$5:$S$405,CMF!$C$3:$C$403)*100","v":0.65285609000441391}]
[495,{"$f":"'Results Numerical'!EM120/SUMPRODUCT('Results Numerical'!$EM$5:$EM$405,CMF!$C$3:$C$403)*100","v":7.9392640055047439E-3},null,null,null,0.21848531996941065,null,null,null,974245553.15858459,{"$f":"J120/SUMPRODUCT(CMF!$C$3:$C$403,$J$5:$J$405)*100","v":0.21848531996941065},null,113.3,18.149999999999999,-1.65,null,null,null,71.669938553894056,{"$f":"S120/SUMPRODUCT($S$5:$S$405,CMF!$C$3:$C$403)*100","v":0.66039926712648023}]
[496,{"$f":"'Results Numerical'!EM121/SUMPRODUCT('Results Numerical'!$EM$5:$EM$405,CMF!$C$3:$C$403)*100","v":7.7917723705829469E-3},null,null,null,0.22355133993407247,null,null,null,996835388.5922668,{"$f":"J121/SUMPRODUCT(CMF!$C$3:$C$403,$J$5:$J$405)*100","v":0.22355133993407247},null,113.26,17.760000000000002,-1.62,null,null,null,72.488563085674599,{"$f":"S121/SUMPRODUCT($S$5:$S$405,CMF!$C$3:$C$403)*100","v":0.66794244424854654}]
[497,{"$f":"'Results Numerical'!EM122/SUMPRODUCT('Results Numerical'!$EM$5:$EM$405,CMF!$C$3:$C$403)*100","v":7.4356854234146081E-3},null,null,null,0.22870908868233009,null,null,null,1019834250.8636669,{"$f":"J122/SUMPRODUCT(CMF!$C$3:$C$403,$J$5:$J$405)*100","v":0.22870908868233009},null,113.22,17.37,-1.59,null,null,null,73.30718761745517,{"$f":"S122/SUMPRODUCT($S$5:$S$405,CMF!$C$3:$C$403)*100","v":0.67548562137061308}]
[498,{"$f":"'Results Numerical'!EM123/SUMPRODUCT('Results Numerical'!$EM$5:$EM$405,CMF!$C$3:$C$403)*100","v":7.0121737288534464E-3},null,null,null,0.23395967661124628,null,null,null,1043247091.3324494,{"$f":"J123/SUMPRODUCT(CMF!$C$3:$C$403,$J$5:$J$405)*100","v":0.23395967661124628},null,113.18,16.98,-1.56,null,null,null,74.125812149235742,{"$f":"S123/SUMPRODUCT($S$5:$S$405,CMF!$C$3:$C$403)*100","v":0.68302879849267961}]
[499,{"$f":"'Results Numerical'!EM124/SUMPRODUCT('Results Numerical'!$EM$5:$EM$405,CMF!$C$3:$C$403)*100","v":6.6560867816851084E-3},null,null,null,0.23930421810698532,null,null,null,1067078879.1460394,{"$f":"J124/SUMPRODUCT(CMF!$C$3:$C$403,$J$5:$J$405)*100","v":0.23930421810698532},null,113.14,16.59,-1.53,null,null,null,74.944436681016299,{"$f":"S124/SUMPRODUCT($S$5:$S$405,CMF!$C$3:$C$403)*100","v":0.69057197561474604}]
[500,{"$f":"'Results Numerical'!EM125/SUMPRODUCT('Results Numerical'!$EM$5:$EM$405,CMF!$C$3:$C$403)*100","v":6.5085951467633123E-3},null,null,null,0.24474383142674977,null,null,null,1091334600.7131665,{"$f":"J125/SUMPRODUCT(CMF!$C$3:$C$403,$J$5:$J$405)*100","v":0.24474383142674977},null,113.1,16.2,-1.5,null,null,null,75.763061212796856,{"$f":"S125/SUMPRODUCT($S$5:$S$405,CMF!$C$3:$C$403)*100","v":0.69811515273681235}]
[501,{"$f":"'Results Numerical'!EM126/SUMPRODUCT('Results Numerical'!$EM$5:$EM$405,CMF!$C$3:$C$403)*100","v":6.6919061787375457E-3},null,null,null,0.2502796385797133,null,null,null,1116019259.1729355,{"$f":"J126/SUMPRODUCT(CMF!$C$3:$C$403,$J$5:$J$405)*100","v":0.2502796385797133},null,112.87,15.9,-1.48,null,null,null,76.173287116430245,{"$f":"S126/SUMPRODUCT($S$5:$S$405,CMF!$C$3:$C$403)*100","v":0.70189515996972029}]
[502,{"$f":"'Results Numerical'!EM127/SUMPRODUCT('Results Numerical'!$EM$5:$EM$405,CMF!$C$3:$C$403)*100","v":7.1533442937071669E-3},null,null,null,0.25591276520697787,null,null,null,1141137873.8595424,{"$f":"J127/SUMPRODUCT(CMF!$C$3:$C$403,$J$5:$J$405)*100","v":0.25591276520697787},null,112.64,15.6,-1.46,null,null,null,76.583513020063648,{"$f":"S127/SUMPRODUCT($S$5:$S$405,CMF!$C$3:$C$403)*100","v":0.70567516720262846}]
[503,{"$f":"'Results Numerical'!EM128/SUMPRODUCT('Results Numerical'!$EM$5:$EM$405,CMF!$C$3:$C$403)*100","v":7.7559529735305105E-3},null,null,null,0.26164434046058527,null,null,null,1166695479.7627795,{"$f":"J128/SUMPRODUCT(CMF!$C$3:$C$403,$J$5:$J$405)*100","v":0.26164434046058527},null,112.41,15.3,-1.44,null,null,null,76.993738923697052,{"$f":"S128/SUMPRODUCT($S$5:$S$405,CMF!$C$3:$C$403)*100","v":0.70945517443553652}]
[504,{"$f":"'Results Numerical'!EM129/SUMPRODUCT('Results Numerical'!$EM$5:$EM$405,CMF!$C$3:$C$403)*100","v":8.3648827234219306E-3},null,null,null,0.26747549688161232,null,null,null,1192697126.9844468,{"$f":"J129/SUMPRODUCT(CMF!$C$3:$C$403,$J$5:$J$405)*100","v":0.26747549688161232},null,112.18,15,-1.42,null,null,null,77.403964827330455,{"$f":"S129/SUMPRODUCT($S$5:$S$405,CMF!$C$3:$C$403)*100","v":0.71323518166844457}]
[505,{"$f":"'Results Numerical'!EM130/SUMPRODUCT('Results Numerical'!$EM$5:$EM$405,CMF!$C$3:$C$403)*100","v":8.8431770252397589E-3},null,null,null,0.2734073702773816,null,null,null,1219147880.1908271,{"$f":"J130/SUMPRODUCT(CMF!$C$3:$C$403,$J$5:$J$405)*100","v":0.2734073702773816},null,111.95,14.7,-1.4,null,null,null,77.814190730963858,{"$f":"S130/SUMPRODUCT($S$5:$S$405,CMF!$C$3:$C$403)*100","v":0.71701518890135274}]
[506,{"$f":"'Results Numerical'!EM131/SUMPRODUCT('Results Numerical'!$EM$5:$EM$405,CMF!$C$3:$C$403)*100","v":9.1718726687797653E-3},null,null,null,0.27944109959782248,null,null,null,1246052818.0613673,{"$f":"J131/SUMPRODUCT(CMF!$C$3:$C$403,$J$5:$J$405)*100","v":0.27944109959782248},null,111.72,14.4,-1.38,null,null,null,78.224416634597262,{"$f":"S131/SUMPRODUCT($S$5:$S$405,CMF!$C$3:$C$403)*100","v":0.7207951961342608}]
[507,{"$f":"'Results Numerical'!EM132/SUMPRODUCT('Results Numerical'!$EM$5:$EM$405,CMF!$C$3:$C$403)*100","v":9.4436786817070767E-3},null,null,null,0.28557782681100313,null,null,null,1273417032.7336648,{"$f":"J132/SUMPRODUCT(CMF!$C$3:$C$403,$J$5:$J$405)*100","v":0.28557782681100313},null,111.49,14.1,-1.36,null,null,null,78.634642538230651,{"$f":"S132/SUMPRODUCT($S$5:$S$405,CMF!$C$3:$C$403)*100","v":0.72457520336716874}]
[508,{"$f":"'Results Numerical'!EM133/SUMPRODUCT('Results Numerical'!$EM$5:$EM$405,CMF!$C$3:$C$403)*100","v":9.7049495778542601E-3},null,null,null,{"$f":"IF($D$12<4000,K133,IF($D$12>5000,T133,K133*(5000-$D$12)/1000+T133*($D$12-4000)/1000))","v":0.29181869677787492},null,null,null,{"$f":"3.7415E-16/((A133*0.000000001)^5)/(EXP(0.014388/(A133*0.000000001*$D$12))-1)","v":1301245629.244941},{"$f":"J133/SUMPRODUCT(CMF!$C$3:$C$403,$J$5:$J$405)*100","v":0.29181869677787492},null,111.26,13.8,-1.34,null,null,null,79.044868441864054,{"$f":"S133/SUMPRODUCT($S$5:$S$405,CMF!$C$3:$C$403)*100","v":0.7283552106000768}]
[509,{"$f":"'Results Numerical'!EM134/SUMPRODUCT('Results Numerical'!$EM$5:$EM$405,CMF!$C$3:$C$403)*100","v":9.9978258243418293E-3},null,null,null,0.29816485712625546,null,null,null,1329543724.9701214,{"$f":"J134/SUMPRODUCT(CMF!$C$3:$C$403,$J$5:$J$405)*100","v":0.29816485712625546},null,111.03,13.5,-1.32,null,null,null,79.455094345497457,{"$f":"S134/SUMPRODUCT($S$5:$S$405,CMF!$C$3:$C$403)*100","v":0.73213521783298485}]
[510,{"$f":"'Results Numerical'!EM135/SUMPRODUCT('Results Numerical'!$EM$5:$EM$405,CMF!$C$3:$C$403)*100","v":1.0364447888290296E-2},null,null,null,0.30461745812407687,null,null,null,1358316449.056638,{"$f":"J135/SUMPRODUCT(CMF!$C$3:$C$403,$J$5:$J$405)*100","v":0.30461745812407687},null,110.8,13.2,-1.3,null,null,null,79.86532024913086,{"$f":"S135/SUMPRODUCT($S$5:$S$405,CMF!$C$3:$C$403)*100","v":0.73591522506589302}]
[511,{"$f":"'Results Numerical'!EM136/SUMPRODUCT('Results Numerical'!$EM$5:$EM$405,CMF!$C$3:$C$403)*100","v":1.081113683976774E-2},null,null,null,0.31117765255194063,null,null,null,1387568941.8561397,{"$f":"J136/SUMPRODUCT(CMF!$C$3:$C$403,$J$5:$J$405)*100","v":0.31117765255194063},null,110.37,12.74,-1.29,null,null,null,80.280957206573547,{"$f":"S136/SUMPRODUCT($S$5:$S$405,CMF!$C$3:$C$403)*100","v":0.73974509219881124}]
[512,{"$f":"'Results Numerical'!EM137/SUMPRODUCT('Results Numerical'!$EM$5:$EM$405,CMF!$C$3:$C$403)*100","v":1.1337892678774161E-2},null,null,null,0.31784659557499967,null,null,null,1417306354.3532031,{"$f":"J137/SUMPRODUCT(CMF!$C$3:$C$403,$J$5:$J$405)*100","v":0.31784659557499967},null,109.94,12.28,-1.28,null,null,null,80.696594164016204,{"$f":"S137/SUMPRODUCT($S$5:$S$405,CMF!$C$3:$C$403)*100","v":0.74357495933172935}]
[513,{"$f":"'Results Numerical'!EM138/SUMPRODUCT('Results Numerical'!$EM$5:$EM$405,CMF!$C$3:$C$403)*100","v":1.1974213732293912E-2},null,null,null,0.32462544461420739,null,null,null,1447533847.5912206,{"$f":"J138/SUMPRODUCT(CMF!$C$3:$C$403,$J$5:$J$405)*100","v":0.32462544461420739},null,109.51,11.82,-1.27,null,null,null,81.11223112145889,{"$f":"S138/SUMPRODUCT($S$5:$S$405,CMF!$C$3:$C$403)*100","v":0.74740482646464756}]
[514,{"$f":"'Results Numerical'!EM139/SUMPRODUCT('Results Numerical'!$EM$5:$EM$405,CMF!$C$3:$C$403)*100","v":1.2753812374023413E-2},null,null,null,0.3315153592169563,null,null,null,1478256592.0955667,{"$f":"J139/SUMPRODUCT(CMF!$C$3:$C$403,$J$5:$J$405)*100","v":0.3315153592169563},null,109.08,11.36,-1.26,null,null,null,81.527868078901548,{"$f":"S139/SUMPRODUCT($S$5:$S$405,CMF!$C$3:$C$403)*100","v":0.75123469359756556}]
[515,{"$f":"'Results Numerical'!EM140/SUMPRODUCT('Results Numerical'!$EM$5:$EM$405,CMF!$C$3:$C$403)*100","v":1.370618693094702E-2},null,null,null,0.33851750092714156,null,null,null,1509479767.2941995,{"$f":"J140/SUMPRODUCT(CMF!$C$3:$C$403,$J$5:$J$405)*100","v":0.33851750092714156},null,108.65,10.9,-1.25,null,null,null,81.943505036344234,{"$f":"S140/SUMPRODUCT($S$5:$S$405,CMF!$C$3:$C$403)*100","v":0.75506456073048378}]
[516,{"$f":"'Results Numerical'!EM141/SUMPRODUCT('Results Numerical'!$EM$5:$EM$405,CMF!$C$3:$C$403)*100","v":1.5132641742976401E-2},null,null,null,0.3456330331546843,null,null,null,1541208560.9358532,{"$f":"J141/SUMPRODUCT(CMF!$C$3:$C$403,$J$5:$J$405)*100","v":0.3456330331546843},null,108.22,10.44,-1.24,null,null,null,82.359141993786892,{"$f":"S141/SUMPRODUCT($S$5:$S$405,CMF!$C$3:$C$403)*100","v":0.75889442786340178}]
[517,{"$f":"'Results Numerical'!EM142/SUMPRODUCT('Results Numerical'!$EM$5:$EM$405,CMF!$C$3:$C$403)*100","v":1.7214380818729769E-2},null,null,null,0.35286312104454037,null,null,null,1573448168.5059371,{"$f":"J142/SUMPRODUCT(CMF!$C$3:$C$403,$J$5:$J$405)*100","v":0.35286312104454037},null,107.79,9.98,-1.23,null,null,null,82.774778951229564,{"$f":"S142/SUMPRODUCT($S$5:$S$405,CMF!$C$3:$C$403)*100","v":0.76272429499631988}]
[518,{"$f":"'Results Numerical'!EM143/SUMPRODUCT('Results Numerical'!$EM$5:$EM$405,CMF!$C$3:$C$403)*100","v":1.9806019546641348E-2},null,null,null,0.36020893134522225,null,null,null,1606203792.6402624,{"$f":"J143/SUMPRODUCT(CMF!$C$3:$C$403,$J$5:$J$405)*100","v":0.36020893134522225},null,107.36,9.52,-1.22,null,null,null,83.190415908672222,{"$f":"S143/SUMPRODUCT($S$5:$S$405,CMF!$C$3:$C$403)*100","v":0.76655416212923788}]
[519,{"$f":"'Results Numerical'!EM144/SUMPRODUCT('Results Numerical'!$EM$5:$EM$405,CMF!$C$3:$C$403)*100","v":2.2760066291789345E-2},null,null,null,0.36767163227687077,null,null,null,1639480642.5367632,{"$f":"J144/SUMPRODUCT(CMF!$C$3:$C$403,$J$5:$J$405)*100","v":0.36767163227687077},null,106.93,9.06,-1.21,null,null,null,83.606052866114894,{"$f":"S144/SUMPRODUCT($S$5:$S$405,CMF!$C$3:$C$403)*100","v":0.7703840292621561}]
[520,{"$f":"'Results Numerical'!EM145/SUMPRODUCT('Results Numerical'!$EM$5:$EM$405,CMF!$C$3:$C$403)*100","v":2.5931136442607989E-2},null,null,null,0.37525239339891525,null,null,null,1673283933.3653798,{"$f":"J145/SUMPRODUCT(CMF!$C$3:$C$403,$J$5:$J$405)*100","v":0.37525239339891525},null,106.5,8.6,-1.2,null,null,null,84.021689823557566,{"$f":"S145/SUMPRODUCT($S$5:$S$405,CMF!$C$3:$C$403)*100","v":0.7742138963950741}]
[521,{"$f":"'Results Numerical'!EM146/SUMPRODUCT('Results Numerical'!$EM$5:$EM$405,CMF!$C$3:$C$403)*100","v":2.959314303538061E-2},null,null,null,0.38295238547732957,null,null,null,1707618885.6761425,{"$f":"J146/SUMPRODUCT(CMF!$C$3:$C$403,$J$5:$J$405)*100","v":0.38295238547732957},null,106.73,8.35,-1.18,null,null,null,84.807153790799688,{"$f":"S146/SUMPRODUCT($S$5:$S$405,CMF!$C$3:$C$403)*100","v":0.78145151705985105}]
[522,{"$f":"'Results Numerical'!EM147/SUMPRODUCT('Results Numerical'!$EM$5:$EM$405,CMF!$C$3:$C$403)*100","v":3.3990500779406192E-2},null,null,null,0.39077278035153479,null,null,null,1742490724.8056791,{"$f":"J147/SUMPRODUCT(CMF!$C$3:$C$403,$J$5:$J$405)*100","v":0.39077278035153479},null,106.96,8.1,-1.1599999999999999,null,null,null,85.592617758041797,{"$f":"S147/SUMPRODUCT($S$5:$S$405,CMF!$C$3:$C$403)*100","v":0.7886891377246279}]
[523,{"$f":"'Results Numerical'!EM148/SUMPRODUCT('Results Numerical'!$EM$5:$EM$405,CMF!$C$3:$C$403)*100","v":3.8937791619354477E-2},null,null,null,0.39871475080097984,null,null,null,1777904680.2822852,{"$f":"J148/SUMPRODUCT(CMF!$C$3:$C$403,$J$5:$J$405)*100","v":0.39871475080097984},null,107.19,7.85,-1.1399999999999999,null,null,null,86.37808172528392,{"$f":"S148/SUMPRODUCT($S$5:$S$405,CMF!$C$3:$C$403)*100","v":0.79592675838940485}]
[524,{"$f":"'Results Numerical'!EM149/SUMPRODUCT('Results Numerical'!$EM$5:$EM$405,CMF!$C$3:$C$403)*100","v":4.424327642982713E-2},null,null,null,0.40677947041140911,null,null,null,1813865985.2295997,{"$f":"J149/SUMPRODUCT(CMF!$C$3:$C$403,$J$5:$J$405)*100","v":0.40677947041140911},null,107.42,7.6,-1.1200000000000001,null,null,null,87.163545692526043,{"$f":"S149/SUMPRODUCT($S$5:$S$405,CMF!$C$3:$C$403)*100","v":0.80316437905418181}]
[525,{"$f":"'Results Numerical'!EM150/SUMPRODUCT('Results Numerical'!$EM$5:$EM$405,CMF!$C$3:$C$403)*100","v":4.9721537155493892E-2},null,null,null,0.41496811344087492,null,null,null,1850379875.7691426,{"$f":"J150/SUMPRODUCT(CMF!$C$3:$C$403,$J$5:$J$405)*100","v":0.41496811344087492},null,107.65,7.35,-1.1000000000000001,null,null,null,87.949009659768151,{"$f":"S150/SUMPRODUCT($S$5:$S$405,CMF!$C$3:$C$403)*100","v":0.81040199971895843}]
[526,{"$f":"'Results Numerical'!EM151/SUMPRODUCT('Results Numerical'!$EM$5:$EM$405,CMF!$C$3:$C$403)*100","v":5.5336754399302315E-2},null,null,null,0.42328185468550528,null,null,null,1887451590.421762,{"$f":"J151/SUMPRODUCT(CMF!$C$3:$C$403,$J$5:$J$405)*100","v":0.42328185468550528},null,107.88,7.1,-1.08,null,null,null,88.73447362701026,{"$f":"S151/SUMPRODUCT($S$5:$S$405,CMF!$C$3:$C$403)*100","v":0.81763962038373528}]
[527,{"$f":"'Results Numerical'!EM152/SUMPRODUCT('Results Numerical'!$EM$5:$EM$405,CMF!$C$3:$C$403)*100","v":6.1270132169870622E-2},null,null,null,0.43172186934506407,null,null,null,1925086369.5081542,{"$f":"J152/SUMPRODUCT(CMF!$C$3:$C$403,$J$5:$J$405)*100","v":0.43172186934506407},null,108.11,6.85,-1.06,null,null,null,89.519937594252383,{"$f":"S152/SUMPRODUCT($S$5:$S$405,CMF!$C$3:$C$403)*100","v":0.82487724104851212}]
[528,{"$f":"'Results Numerical'!EM153/SUMPRODUCT('Results Numerical'!$EM$5:$EM$405,CMF!$C$3:$C$403)*100","v":6.7656519961984435E-2},null,null,null,0.44028933288833627,null,null,null,1963289454.5486035,{"$f":"J153/SUMPRODUCT(CMF!$C$3:$C$403,$J$5:$J$405)*100","v":0.44028933288833627},null,108.34,6.6,-1.04,null,null,null,90.305401561494506,{"$f":"S153/SUMPRODUCT($S$5:$S$405,CMF!$C$3:$C$403)*100","v":0.83211486171328908}]
[529,{"$f":"'Results Numerical'!EM154/SUMPRODUCT('Results Numerical'!$EM$5:$EM$405,CMF!$C$3:$C$403)*100","v":7.4630767270429416E-2},null,null,null,0.44898542091835697,null,null,null,2002066087.6620293,{"$f":"J154/SUMPRODUCT(CMF!$C$3:$C$403,$J$5:$J$405)*100","v":0.44898542091835697},null,108.57,6.35,-1.02,null,null,null,91.0908655287366,{"$f":"S154/SUMPRODUCT($S$5:$S$405,CMF!$C$3:$C$403)*100","v":0.83935248237806581}]
[530,{"$f":"'Results Numerical'!EM155/SUMPRODUCT('Results Numerical'!$EM$5:$EM$405,CMF!$C$3:$C$403)*100","v":8.2327723589991214E-2},null,null,null,0.45781130903753564,null,null,null,2041421510.96456,{"$f":"J155/SUMPRODUCT(CMF!$C$3:$C$403,$J$5:$J$405)*100","v":0.45781130903753564},null,108.8,6.1,-1,null,null,null,91.876329495978723,{"$f":"S155/SUMPRODUCT($S$5:$S$405,CMF!$C$3:$C$403)*100","v":0.84659010304284266}]
[531,{"$f":"'Results Numerical'!EM156/SUMPRODUCT('Results Numerical'!$EM$5:$EM$405,CMF!$C$3:$C$403)*100","v":9.1042372190513407E-2},null,null,null,0.46676817271267779,null,null,null,2081360965.9676542,{"$f":"J156/SUMPRODUCT(CMF!$C$3:$C$403,$J$5:$J$405)*100","v":0.46676817271267779},null,108.45,5.91,-0.95,null,null,null,92.17756056747983,{"$f":"S156/SUMPRODUCT($S$5:$S$405,CMF!$C$3:$C$403)*100","v":0.84936578253788586}]
[532,{"$f":"'Results Numerical'!EM157/SUMPRODUCT('Results Numerical'!$EM$5:$EM$405,CMF!$C$3:$C$403)*100","v":0.10088849233322139},null,null,null,0.47585718713994601,null,null,null,2121889692.9759493,{"$f":"J157/SUMPRODUCT(CMF!$C$3:$C$403,$J$5:$J$405)*100","v":0.47585718713994601},null,108.1,5.72,-0.9,null,null,null,92.478791638980937,{"$f":"S157/SUMPRODUCT($S$5:$S$405,CMF!$C$3:$C$403)*100","v":0.85214146203292929}]
[533,{"$f":"'Results Numerical'!EM158/SUMPRODUCT('Results Numerical'!$EM$5:$EM$405,CMF!$C$3:$C$403)*100","v":0.11172702047661745},null,null,null,0.48507952710980684,null,null,null,2163012930.4850483,{"$f":"J158/SUMPRODUCT(CMF!$C$3:$C$403,$J$5:$J$405)*100","v":0.48507952710980684},null,107.75,5.53,-0.85,null,null,null,92.780022710482058,{"$f":"S158/SUMPRODUCT($S$5:$S$405,CMF!$C$3:$C$403)*100","v":0.85491714152797271}]
[534,{"$f":"'Results Numerical'!EM159/SUMPRODUCT('Results Numerical'!$EM$5:$EM$405,CMF!$C$3:$C$403)*100","v":0.12342310712591598},null,null,null,0.49443636687195403,null,null,null,2204735914.5791998,{"$f":"J159/SUMPRODUCT(CMF!$C$3:$C$403,$J$5:$J$405)*100","v":0.49443636687195403},null,107.4,5.34,-0.8,null,null,null,93.081253781983165,{"$f":"S159/SUMPRODUCT($S$5:$S$405,CMF!$C$3:$C$403)*100","v":0.85769282102301592}]
[535,{"$f":"'Results Numerical'!EM160/SUMPRODUCT('Results Numerical'!$EM$5:$EM$405,CMF!$C$3:$C$403)*100","v":0.13583768873961927},null,null,null,0.50392888000027103,null,null,null,2247063878.329154,{"$f":"J160/SUMPRODUCT(CMF!$C$3:$C$403,$J$5:$J$405)*100","v":0.50392888000027103},null,107.05,5.15,-0.75,null,null,null,93.382484853484257,{"$f":"S160/SUMPRODUCT($S$5:$S$405,CMF!$C$3:$C$403)*100","v":0.86046850051805912}]
[536,{"$f":"'Results Numerical'!EM161/SUMPRODUCT('Results Numerical'!$EM$5:$EM$405,CMF!$C$3:$C$403)*100","v":0.14916250444312562},null,null,null,0.5135582392578425,null,null,null,2290002051.1902366,{"$f":"J161/SUMPRODUCT(CMF!$C$3:$C$403,$J$5:$J$405)*100","v":0.5135582392578425},null,106.7,4.96,-0.7,null,null,null,93.683715924985364,{"$f":"S161/SUMPRODUCT($S$5:$S$405,CMF!$C$3:$C$403)*100","v":0.86324418001310232}]
[537,{"$f":"'Results Numerical'!EM162/SUMPRODUCT('Results Numerical'!$EM$5:$EM$405,CMF!$C$3:$C$403)*100","v":0.16367357429607446},null,null,null,0.52332561646205633,null,null,null,2333555658.4008265,{"$f":"J162/SUMPRODUCT(CMF!$C$3:$C$403,$J$5:$J$405)*100","v":0.52332561646205633},null,106.35,4.7699999999999996,-0.65,null,null,null,93.984946996486471,{"$f":"S162/SUMPRODUCT($S$5:$S$405,CMF!$C$3:$C$403)*100","v":0.86601985950814553}]
[538,{"$f":"'Results Numerical'!EM163/SUMPRODUCT('Results Numerical'!$EM$5:$EM$405,CMF!$C$3:$C$403)*100","v":0.17937721936853382},null,null,null,0.53323218234980785,null,null,null,2377729920.3812919,{"$f":"J163/SUMPRODUCT(CMF!$C$3:$C$403,$J$5:$J$405)*100","v":0.53323218234980785},null,106,4.58,-0.6,null,null,null,94.286178067987592,{"$f":"S163/SUMPRODUCT($S$5:$S$405,CMF!$C$3:$C$403)*100","v":0.86879553900318907}]
[539,{"$f":"'Results Numerical'!EM164/SUMPRODUCT('Results Numerical'!$EM$5:$EM$405,CMF!$C$3:$C$403)*100","v":0.19627765370721575},null,null,null,0.54327910644284605,null,null,null,2422530052.1335516,{"$f":"J164/SUMPRODUCT(CMF!$C$3:$C$403,$J$5:$J$405)*100","v":0.54327910644284605},null,105.65,4.3899999999999997,-0.55000000000000004,null,null,null,{"$f":"M164+N164*R$15+O164*R$16","v":94.587409139488699},{"$f":"S164/SUMPRODUCT($S$5:$S$405,CMF!$C$3:$C$403)*100","v":0.87157121849823238}]
[540,{"$f":"'Results Numerical'!EM165/SUMPRODUCT('Results Numerical'!$EM$5:$EM$405,CMF!$C$3:$C$403)*100","v":0.21437277028876425},null,null,null,0.55346755691328942,null,null,null,2467961262.6414051,{"$f":"J165/SUMPRODUCT(CMF!$C$3:$C$403,$J$5:$J$405)*100","v":0.55346755691328942},null,105.3,4.2,-0.5,null,null,null,94.888640210989792,{"$f":"S165/SUMPRODUCT($S$5:$S$405,CMF!$C$3:$C$403)*100","v":0.87434689799327558}]
[541,{"$f":"'Results Numerical'!EM166/SUMPRODUCT('Results Numerical'!$EM$5:$EM$405,CMF!$C$3:$C$403)*100","v":0.23413032829821701},null,null,null,0.56379870044933245,null,null,null,2514028754.271699,{"$f":"J166/SUMPRODUCT(CMF!$C$3:$C$403,$J$5:$J$405)*100","v":0.56379870044933245},null,105.21,3.97,-0.48,null,null,null,95.320199403675403,{"$f":"S166/SUMPRODUCT($S$5:$S$405,CMF!$C$3:$C$403)*100","v":0.878323479811564}]
[542,{"$f":"'Results Numerical'!EM167/SUMPRODUCT('Results Numerical'!$EM$5:$EM$405,CMF!$C$3:$C$403)*100","v":0.25582845481856942},null,null,null,0.57427370212117212,null,null,null,2560737722.176487,{"$f":"J167/SUMPRODUCT(CMF!$C$3:$C$403,$J$5:$J$405)*100","v":0.57427370212117212},null,105.12,3.74,-0.46,null,null,null,95.751758596361014,{"$f":"S167/SUMPRODUCT($S$5:$S$405,CMF!$C$3:$C$403)*100","v":0.88230006162985253}]
[543,{"$f":"'Results Numerical'!EM168/SUMPRODUCT('Results Numerical'!$EM$5:$EM$405,CMF!$C$3:$C$403)*100","v":0.27919323681353814},null,null,null,0.58489372524718153,null,null,null,2608093353.6962824,{"$f":"J168/SUMPRODUCT(CMF!$C$3:$C$403,$J$5:$J$405)*100","v":0.58489372524718153},null,105.03,3.51,-0.44,null,null,null,96.183317789046598,{"$f":"S168/SUMPRODUCT($S$5:$S$405,CMF!$C$3:$C$403)*100","v":0.88627664344814083}]
[544,{"$f":"'Results Numerical'!EM169/SUMPRODUCT('Results Numerical'!$EM$5:$EM$405,CMF!$C$3:$C$403)*100","v":0.30394865422348377},null,null,null,0.59565993126036321,null,null,null,2656100827.7645631,{"$f":"J169/SUMPRODUCT(CMF!$C$3:$C$403,$J$5:$J$405)*100","v":0.59565993126036321},null,104.94,3.28,-0.42,null,null,null,96.614876981732195,{"$f":"S169/SUMPRODUCT($S$5:$S$405,CMF!$C$3:$C$403)*100","v":0.89025322526642936}]
[545,{"$f":"'Results Numerical'!EM170/SUMPRODUCT('Results Numerical'!$EM$5:$EM$405,CMF!$C$3:$C$403)*100","v":0.32982290103547912},null,null,null,0.60657347957509633,null,null,null,2704765314.3135848,{"$f":"J170/SUMPRODUCT(CMF!$C$3:$C$403,$J$5:$J$405)*100","v":0.60657347957509633},null,104.85,3.05,-0.4,null,null,null,97.046436174417806,{"$f":"S170/SUMPRODUCT($S$5:$S$405,CMF!$C$3:$C$403)*100","v":0.89422980708471789}]
[546,{"$f":"'Results Numerical'!EM171/SUMPRODUCT('Results Numerical'!$EM$5:$EM$405,CMF!$C$3:$C$403)*100","v":0.35691290032390116},null,null,null,0.61763552745420902,null,null,null,2754091973.6816454,{"$f":"J171/SUMPRODUCT(CMF!$C$3:$C$403,$J$5:$J$405)*100","v":0.61763552745420902},null,104.76,2.82,-0.38,null,null,null,97.477995367103418,{"$f":"S171/SUMPRODUCT($S$5:$S$405,CMF!$C$3:$C$403)*100","v":0.89820638890300653}]
[547,{"$f":"'Results Numerical'!EM172/SUMPRODUCT('Results Numerical'!$EM$5:$EM$405,CMF!$C$3:$C$403)*100","v":0.38561477247968295},null,null,null,0.62884722987641284,null,null,null,2804085956.0219636,{"$f":"J172/SUMPRODUCT(CMF!$C$3:$C$403,$J$5:$J$405)*100","v":0.62884722987641284},null,104.67,2.59,-0.36,null,null,null,97.909554559789015,{"$f":"S172/SUMPRODUCT($S$5:$S$405,CMF!$C$3:$C$403)*100","v":0.90218297072129483}]
[548,{"$f":"'Results Numerical'!EM173/SUMPRODUCT('Results Numerical'!$EM$5:$EM$405,CMF!$C$3:$C$403)*100","v":0.41609918639466237},null,null,null,0.64020973940410197,null,null,null,2854752400.713181,{"$f":"J173/SUMPRODUCT(CMF!$C$3:$C$403,$J$5:$J$405)*100","v":0.64020973940410197},null,104.58,2.36,-0.34,null,null,null,98.341113752474612,{"$f":"S173/SUMPRODUCT($S$5:$S$405,CMF!$C$3:$C$403)*100","v":0.90615955253958336}]
[549,{"$f":"'Results Numerical'!EM174/SUMPRODUCT('Results Numerical'!$EM$5:$EM$405,CMF!$C$3:$C$403)*100","v":0.44853891798403372},null,null,null,0.65172420605156567,null,null,null,2906096435.7717147,{"$f":"J174/SUMPRODUCT(CMF!$C$3:$C$403,$J$5:$J$405)*100","v":0.65172420605156567},null,104.49,2.13,-0.32,null,null,null,98.77267294516021,{"$f":"S174/SUMPRODUCT($S$5:$S$405,CMF!$C$3:$C$403)*100","v":0.91013613435787166}]
[550,{"$f":"'Results Numerical'!EM175/SUMPRODUCT('Results Numerical'!$EM$5:$EM$405,CMF!$C$3:$C$403)*100","v":0.48310463613963489},null,null,null,0.66339177715361364,null,null,null,2958123177.2659411,{"$f":"J175/SUMPRODUCT(CMF!$C$3:$C$403,$J$5:$J$405)*100","v":0.66339177715361364},null,104.4,1.9,-0.3,null,null,null,99.204232137845821,{"$f":"S175/SUMPRODUCT($S$5:$S$405,CMF!$C$3:$C$403)*100","v":0.9141127161761603}]
[551,{"$f":"'Results Numerical'!EM176/SUMPRODUCT('Results Numerical'!$EM$5:$EM$405,CMF!$C$3:$C$403)*100","v":0.52090042110002344},null,null,null,0.67521359723467611,null,null,null,3010837728.7325044,{"$f":"J176/SUMPRODUCT(CMF!$C$3:$C$403,$J$5:$J$405)*100","v":0.67521359723467611},null,103.96,1.71,-0.27,null,null,null,99.283808924061233,{"$f":"S176/SUMPRODUCT($S$5:$S$405,CMF!$C$3:$C$403)*100","v":0.91484597271798662}]
[552,{"$f":"'Results Numerical'!EM177/SUMPRODUCT('Results Numerical'!$EM$5:$EM$405,CMF!$C$3:$C$403)*100","v":0.56221282804161887},null,null,null,0.6871908078783584,null,null,null,3064245180.5946469,{"$f":"J177/SUMPRODUCT(CMF!$C$3:$C$403,$J$5:$J$405)*100","v":0.6871908078783584},null,103.52,1.52,-0.24,null,null,null,99.36338571027666,{"$f":"S177/SUMPRODUCT($S$5:$S$405,CMF!$C$3:$C$403)*100","v":0.91557922925981328}]
[553,{"$f":"'Results Numerical'!EM178/SUMPRODUCT('Results Numerical'!$EM$5:$EM$405,CMF!$C$3:$C$403)*100","v":0.60596727505284809},null,null,null,0.69932454759749996,null,null,null,3118350609.5827928,{"$f":"J178/SUMPRODUCT(CMF!$C$3:$C$403,$J$5:$J$405)*100","v":0.69932454759749996},null,103.08,1.33,-0.21,null,null,null,99.442962496492072,{"$f":"S178/SUMPRODUCT($S$5:$S$405,CMF!$C$3:$C$403)*100","v":0.9163124858016396}]
[554,{"$f":"'Results Numerical'!EM179/SUMPRODUCT('Results Numerical'!$EM$5:$EM$405,CMF!$C$3:$C$403)*100","v":0.65109760831556196},null,null,null,0.71161595170477243,null,null,null,3173159078.1575327,{"$f":"J179/SUMPRODUCT(CMF!$C$3:$C$403,$J$5:$J$405)*100","v":0.71161595170477243},null,102.64,1.1399999999999999,-0.18,null,null,null,99.522539282707484,{"$f":"S179/SUMPRODUCT($S$5:$S$405,CMF!$C$3:$C$403)*100","v":0.91704574234346603}]
[555,{"$f":"'Results Numerical'!EM180/SUMPRODUCT('Results Numerical'!$EM$5:$EM$405,CMF!$C$3:$C$403)*100","v":0.69653135294154356},null,null,null,0.72406615218380765,null,null,null,3228675633.9349694,{"$f":"J180/SUMPRODUCT(CMF!$C$3:$C$403,$J$5:$J$405)*100","v":0.72406615218380765},null,102.2,0.95,-0.15,null,null,null,99.602116068922911,{"$f":"S180/SUMPRODUCT($S$5:$S$405,CMF!$C$3:$C$403)*100","v":0.91777899888529257}]
[556,{"$f":"'Results Numerical'!EM181/SUMPRODUCT('Results Numerical'!$EM$5:$EM$405,CMF!$C$3:$C$403)*100","v":0.74248763935981965},null,null,null,0.73667627756089271,null,null,null,3284905309.1145988,{"$f":"J181/SUMPRODUCT(CMF!$C$3:$C$403,$J$5:$J$405)*100","v":0.73667627756089271},null,101.76,0.76,-0.12,null,null,null,99.681692855138337,{"$f":"S181/SUMPRODUCT($S$5:$S$405,CMF!$C$3:$C$403)*100","v":0.91851225542711901}]
[557,{"$f":"'Results Numerical'!EM182/SUMPRODUCT('Results Numerical'!$EM$5:$EM$405,CMF!$C$3:$C$403)*100","v":0.7897439591887635},null,null,null,0.74944745277727987,null,null,null,3341853119.909925,{"$f":"J182/SUMPRODUCT(CMF!$C$3:$C$403,$J$5:$J$405)*100","v":0.74944745277727987},null,101.32,0.56999999999999995,-0.09,null,null,null,99.761269641353749,{"$f":"S182/SUMPRODUCT($S$5:$S$405,CMF!$C$3:$C$403)*100","v":0.91924551196894555}]
[558,{"$f":"'Results Numerical'!EM183/SUMPRODUCT('Results Numerical'!$EM$5:$EM$405,CMF!$C$3:$C$403)*100","v":0.83806853985921237},null,null,null,0.76238079906209233,null,null,null,3399524065.9817376,{"$f":"J183/SUMPRODUCT(CMF!$C$3:$C$403,$J$5:$J$405)*100","v":0.76238079906209233},null,100.88,0.38,-0.06,null,null,null,99.840846427569147,{"$f":"S183/SUMPRODUCT($S$5:$S$405,CMF!$C$3:$C$403)*100","v":0.91997876851077176}]
[559,{"$f":"'Results Numerical'!EM184/SUMPRODUCT('Results Numerical'!$EM$5:$EM$405,CMF!$C$3:$C$403)*100","v":0.88723382284871555},null,null,null,0.77547743380586587,null,null,null,3457923129.8742223,{"$f":"J184/SUMPRODUCT(CMF!$C$3:$C$403,$J$5:$J$405)*100","v":0.77547743380586587},null,100.44,0.19,-0.03,null,null,null,99.920423213784574,{"$f":"S184/SUMPRODUCT($S$5:$S$405,CMF!$C$3:$C$403)*100","v":0.9207120250525983}]
[560,{"$f":"'Results Numerical'!EM185/SUMPRODUCT('Results Numerical'!$EM$5:$EM$405,CMF!$C$3:$C$403)*100","v":0.93700592856475406},null,null,null,0.78873847043476508,null,null,null,3517055276.4540796,{"$f":"J185/SUMPRODUCT(CMF!$C$3:$C$403,$J$5:$J$405)*100","v":0.78873847043476508},null,100,0,0,null,null,null,100,{"$f":"S185/SUMPRODUCT($S$5:$S$405,CMF!$C$3:$C$403)*100","v":0.92144528159442474}]
[561,{"$f":"'Results Numerical'!EM186/SUMPRODUCT('Results Numerical'!$EM$5:$EM$405,CMF!$C$3:$C$403)*100","v":0.98784629512229749},null,null,null,0.80216501828546605,null,null,null,3576925452.3526144,{"$f":"J186/SUMPRODUCT(CMF!$C$3:$C$403,$J$5:$J$405)*100","v":0.80216501828546605},null,99.6,-0.16,0.02,null,null,null,100.0028924817378,{"$f":"S186/SUMPRODUCT($S$5:$S$405,CMF!$C$3:$C$403)*100","v":0.92147193423091878}]
[562,{"$f":"'Results Numerical'!EM187/SUMPRODUCT('Results Numerical'!$EM$5:$EM$405,CMF!$C$3:$C$403)*100","v":1.0399382335533203},null,null,null,0.81575818248074317,null,null,null,3637538585.4109702,{"$f":"J187/SUMPRODUCT(CMF!$C$3:$C$403,$J$5:$J$405)*100","v":0.81575818248074317},null,99.2,-0.32,0.04,null,null,null,100.00578496347561,{"$f":"S187/SUMPRODUCT($S$5:$S$405,CMF!$C$3:$C$403)*100","v":0.92149858686741282}]
[563,{"$f":"'Results Numerical'!EM188/SUMPRODUCT('Results Numerical'!$EM$5:$EM$405,CMF!$C$3:$C$403)*100","v":1.0926391017342343},null,null,null,0.82951906380577134,null,null,null,3698899584.1285443,{"$f":"J188/SUMPRODUCT(CMF!$C$3:$C$403,$J$5:$J$405)*100","v":0.82951906380577134},null,98.8,-0.48,0.06,null,null,null,100.00867744521341,{"$f":"S188/SUMPRODUCT($S$5:$S$405,CMF!$C$3:$C$403)*100","v":0.92152523950390663}]
[564,{"$f":"'Results Numerical'!EM189/SUMPRODUCT('Results Numerical'!$EM$5:$EM$405,CMF!$C$3:$C$403)*100","v":1.1453125786115201},null,null,null,0.84344875858519497,null,null,null,3761013337.114831,{"$f":"J189/SUMPRODUCT(CMF!$C$3:$C$403,$J$5:$J$405)*100","v":0.84344875858519497},null,98.4,-0.64,0.08,null,null,null,100.01156992695121,{"$f":"S189/SUMPRODUCT($S$5:$S$405,CMF!$C$3:$C$403)*100","v":0.92155189214040056}]
[565,{"$f":"'Results Numerical'!EM190/SUMPRODUCT('Results Numerical'!$EM$5:$EM$405,CMF!$C$3:$C$403)*100","v":1.1973118080148779},null,null,null,0.8575483585609236,null,null,null,3823884712.5445013,{"$f":"J190/SUMPRODUCT(CMF!$C$3:$C$403,$J$5:$J$405)*100","v":0.8575483585609236},null,98,-0.8,0.1,null,null,null,100.01446240868901,{"$f":"S190/SUMPRODUCT($S$5:$S$405,CMF!$C$3:$C$403)*100","v":0.9215785447768946}]
[566,{"$f":"'Results Numerical'!EM191/SUMPRODUCT('Results Numerical'!$EM$5:$EM$405,CMF!$C$3:$C$403)*100","v":1.2488243150229938},null,null,null,0.87181895077073723,null,null,null,3887518557.6160922,{"$f":"J191/SUMPRODUCT(CMF!$C$3:$C$403,$J$5:$J$405)*100","v":0.87181895077073723},null,97.6,-0.96,0.12,null,null,null,100.0173548904268,{"$f":"S191/SUMPRODUCT($S$5:$S$405,CMF!$C$3:$C$403)*100","v":0.92160519741338842}]
[567,{"$f":"'Results Numerical'!EM192/SUMPRODUCT('Results Numerical'!$EM$5:$EM$405,CMF!$C$3:$C$403)*100","v":1.3002841464472086},null,null,null,0.88626161742766962,null,null,null,3951919698.0141659,{"$f":"J192/SUMPRODUCT(CMF!$C$3:$C$403,$J$5:$J$405)*100","v":0.88626161742766962},null,97.2,-1.1200000000000001,0.14000000000000001,null,null,null,100.02024737216462,{"$f":"S192/SUMPRODUCT($S$5:$S$405,CMF!$C$3:$C$403)*100","v":0.92163185004988257}]
[568,{"$f":"'Results Numerical'!EM193/SUMPRODUCT('Results Numerical'!$EM$5:$EM$405,CMF!$C$3:$C$403)*100","v":1.3514110681811715},null,null,null,0.90087743580024082,null,null,null,4017092937.3752575,{"$f":"J193/SUMPRODUCT(CMF!$C$3:$C$403,$J$5:$J$405)*100","v":0.90087743580024082},null,96.8,-1.28,0.16,null,null,null,100.02313985390242,{"$f":"S193/SUMPRODUCT($S$5:$S$405,CMF!$C$3:$C$403)*100","v":0.92165850268637639}]
[569,{"$f":"'Results Numerical'!EM194/SUMPRODUCT('Results Numerical'!$EM$5:$EM$405,CMF!$C$3:$C$403)*100","v":1.4019332742119555},null,null,null,0.91566747809349558,null,null,null,4083043056.7574124,{"$f":"J194/SUMPRODUCT(CMF!$C$3:$C$403,$J$5:$J$405)*100","v":0.91566747809349558},null,96.4,-1.44,0.18,null,null,null,100.02603233564024,{"$f":"S194/SUMPRODUCT($S$5:$S$405,CMF!$C$3:$C$403)*100","v":0.92168515532287054}]
[570,{"$f":"'Results Numerical'!EM195/SUMPRODUCT('Results Numerical'!$EM$5:$EM$405,CMF!$C$3:$C$403)*100","v":1.4515726374565643},null,null,null,0.93063281133091424,null,null,null,4149774814.1136169,{"$f":"J195/SUMPRODUCT(CMF!$C$3:$C$403,$J$5:$J$405)*100","v":0.93063281133091424},null,96,-1.6,0.2,null,null,null,100.02892481737801,{"$f":"S195/SUMPRODUCT($S$5:$S$405,CMF!$C$3:$C$403)*100","v":0.92171180795936425}]
[571,{"$f":"'Results Numerical'!EM196/SUMPRODUCT('Results Numerical'!$EM$5:$EM$405,CMF!$C$3:$C$403)*100","v":1.5012267498646652},null,null,null,0.94577449723720997,null,null,null,4217292943.7691841,{"$f":"J196/SUMPRODUCT(CMF!$C$3:$C$403,$J$5:$J$405)*100","v":0.94577449723720997},null,95.91,-1.79,0.23,null,null,null,100.45850160359343,{"$f":"S196/SUMPRODUCT($S$5:$S$405,CMF!$C$3:$C$403)*100","v":0.9256701229867712}]
[572,{"$f":"'Results Numerical'!EM197/SUMPRODUCT('Results Numerical'!$EM$5:$EM$405,CMF!$C$3:$C$403)*100","v":1.551097885678437},null,null,null,{"$f":"IF($D$12<4000,K197,IF($D$12>5000,T197,K197*(5000-$D$12)/1000+T197*($D$12-4000)/1000))","v":0.96109359212198908},null,null,null,{"$f":"3.7415E-16/((A197*0.000000001)^5)/(EXP(0.014388/(A197*0.000000001*$D$12))-1)","v":4285602155.9029789},{"$f":"J197/SUMPRODUCT(CMF!$C$3:$C$403,$J$5:$J$405)*100","v":0.96109359212198908},null,95.82,-1.98,0.26,null,null,null,100.88807838980885,{"$f":"S197/SUMPRODUCT($S$5:$S$405,CMF!$C$3:$C$403)*100","v":0.92962843801417827}]
[573,{"$f":"'Results Numerical'!EM198/SUMPRODUCT('Results Numerical'!$EM$5:$EM$405,CMF!$C$3:$C$403)*100","v":1.5998817974404995},null,null,null,0.97659114676434955,null,null,null,4354707136.0328369,{"$f":"J198/SUMPRODUCT(CMF!$C$3:$C$403,$J$5:$J$405)*100","v":0.97659114676434955},null,95.73,-2.17,0.28999999999999998,null,null,null,101.31765517602429,{"$f":"S198/SUMPRODUCT($S$5:$S$405,CMF!$C$3:$C$403)*100","v":0.93358675304158534}]
[574,{"$f":"'Results Numerical'!EM199/SUMPRODUCT('Results Numerical'!$EM$5:$EM$405,CMF!$C$3:$C$403)*100","v":1.6462742376934729},null,null,null,0.99226820629837664,null,null,null,4424612544.5049782,{"$f":"J199/SUMPRODUCT(CMF!$C$3:$C$403,$J$5:$J$405)*100","v":0.99226820629837664},null,95.64,-2.36,0.32,null,null,null,101.74723196223971,{"$f":"S199/SUMPRODUCT($S$5:$S$405,CMF!$C$3:$C$403)*100","v":0.93754506806899229}]
[575,{"$f":"'Results Numerical'!EM200/SUMPRODUCT('Results Numerical'!$EM$5:$EM$405,CMF!$C$3:$C$403)*100","v":1.688964637909909},null,null,null,1.0081258100996118,null,null,null,4495323015.9877625,{"$f":"J200/SUMPRODUCT(CMF!$C$3:$C$403,$J$5:$J$405)*100","v":1.0081258100996118},null,95.55,-2.5499999999999998,0.35,null,null,null,102.1768087484551,{"$f":"S200/SUMPRODUCT($S$5:$S$405,CMF!$C$3:$C$403)*100","v":0.94150338309639903}]
[576,{"$f":"'Results Numerical'!EM201/SUMPRODUCT('Results Numerical'!$EM$5:$EM$405,CMF!$C$3:$C$403)*100","v":1.7280709913977454},null,null,null,1.0241649916724587,null,null,null,4566843158.9696207,{"$f":"J201/SUMPRODUCT(CMF!$C$3:$C$403,$J$5:$J$405)*100","v":1.0241649916724587},null,95.46,-2.74,0.38,null,null,null,102.60638553467052,{"$f":"S201/SUMPRODUCT($S$5:$S$405,CMF!$C$3:$C$403)*100","v":0.94546169812380587}]
[577,{"$f":"'Results Numerical'!EM202/SUMPRODUCT('Results Numerical'!$EM$5:$EM$405,CMF!$C$3:$C$403)*100","v":1.7648280138436137},null,null,null,1.0403867785385612,null,null,null,4639177555.261323,{"$f":"J202/SUMPRODUCT(CMF!$C$3:$C$403,$J$5:$J$405)*100","v":1.0403867785385612},null,95.37,-2.93,0.41,null,null,null,103.03596232088596,{"$f":"S202/SUMPRODUCT($S$5:$S$405,CMF!$C$3:$C$403)*100","v":0.94942001315121305}]
[578,{"$f":"'Results Numerical'!EM203/SUMPRODUCT('Results Numerical'!$EM$5:$EM$405,CMF!$C$3:$C$403)*100","v":1.7996170764749533},null,null,null,1.05679219212619,null,null,null,4712330759.5027456,{"$f":"J203/SUMPRODUCT(CMF!$C$3:$C$403,$J$5:$J$405)*100","v":1.05679219212619},null,95.28,-3.12,0.44,null,null,null,103.46553910710138,{"$f":"S203/SUMPRODUCT($S$5:$S$405,CMF!$C$3:$C$403)*100","v":0.95337832817861989}]
[579,{"$f":"'Results Numerical'!EM204/SUMPRODUCT('Results Numerical'!$EM$5:$EM$405,CMF!$C$3:$C$403)*100","v":1.83281744349585},null,null,null,1.0733822476606183,null,null,null,4786307298.6740437,{"$f":"J204/SUMPRODUCT(CMF!$C$3:$C$403,$J$5:$J$405)*100","v":1.0733822476606183},null,95.19,-3.31,0.47,null,null,null,103.89511589331678,{"$f":"S204/SUMPRODUCT($S$5:$S$405,CMF!$C$3:$C$403)*100","v":0.95733664320602674}]
[580,{"$f":"'Results Numerical'!EM205/SUMPRODUCT('Results Numerical'!$EM$5:$EM$405,CMF!$C$3:$C$403)*100","v":1.864808379110388},null,null,null,1.0901579540555217,null,null,null,4861111671.6113968,{"$f":"J205/SUMPRODUCT(CMF!$C$3:$C$403,$J$5:$J$405)*100","v":1.0901579540555217},null,95.1,-3.5,0.5,null,null,null,104.32469267953219,{"$f":"S205/SUMPRODUCT($S$5:$S$405,CMF!$C$3:$C$403)*100","v":0.96129495823343358}]
[581,{"$f":"'Results Numerical'!EM206/SUMPRODUCT('Results Numerical'!$EM$5:$EM$405,CMF!$C$3:$C$403)*100","v":1.8966771073702764},null,null,null,1.1071203138053991,null,null,null,4936748348.5273008,{"$f":"J206/SUMPRODUCT(CMF!$C$3:$C$403,$J$5:$J$405)*100","v":1.1071203138053991},null,94.5,-3.5,0.66,null,null,null,104.77792696181771,{"$f":"S206/SUMPRODUCT($S$5:$S$405,CMF!$C$3:$C$403)*100","v":0.96547126414212192}]
[582,{"$f":"'Results Numerical'!EM207/SUMPRODUCT('Results Numerical'!$EM$5:$EM$405,CMF!$C$3:$C$403)*100","v":1.9283077419909336},null,null,null,1.1242703228790747,null,null,null,5013221770.5356855,{"$f":"J207/SUMPRODUCT(CMF!$C$3:$C$403,$J$5:$J$405)*100","v":1.1242703228790747},null,93.9,-3.5,0.82,null,null,null,105.23116124410323,{"$f":"S207/SUMPRODUCT($S$5:$S$405,CMF!$C$3:$C$403)*100","v":0.96964757005081026}]
[583,{"$f":"'Results Numerical'!EM208/SUMPRODUCT('Results Numerical'!$EM$5:$EM$405,CMF!$C$3:$C$403)*100","v":1.9582759351836867},null,null,null,1.1416089706142132,null,null,null,5090536349.18155,{"$f":"J208/SUMPRODUCT(CMF!$C$3:$C$403,$J$5:$J$405)*100","v":1.1416089706142132},null,93.3,-3.5,0.98,null,null,null,105.68439552638873,{"$f":"S208/SUMPRODUCT($S$5:$S$405,CMF!$C$3:$C$403)*100","v":0.97382387595949826}]
[584,{"$f":"'Results Numerical'!EM209/SUMPRODUCT('Results Numerical'!$EM$5:$EM$405,CMF!$C$3:$C$403)*100","v":1.9851636602299303},null,null,null,1.159137239612954,null,null,null,5168696465.9755821,{"$f":"J209/SUMPRODUCT(CMF!$C$3:$C$403,$J$5:$J$405)*100","v":1.159137239612954},null,92.7,-3.5,1.1399999999999999,null,null,null,106.13762980867425,{"$f":"S209/SUMPRODUCT($S$5:$S$405,CMF!$C$3:$C$403)*100","v":0.97800018186818649}]
[585,{"$f":"'Results Numerical'!EM210/SUMPRODUCT('Results Numerical'!$EM$5:$EM$405,CMF!$C$3:$C$403)*100","v":2.0075423552942793},null,null,null,1.1768561056385964,null,null,null,5247706471.9334736,{"$f":"J210/SUMPRODUCT(CMF!$C$3:$C$403,$J$5:$J$405)*100","v":1.1768561056385964},null,92.1,-3.5,1.3,null,null,null,106.59086409095976,{"$f":"S210/SUMPRODUCT($S$5:$S$405,CMF!$C$3:$C$403)*100","v":0.98217648777687472}]
[586,{"$f":"'Results Numerical'!EM211/SUMPRODUCT('Results Numerical'!$EM$5:$EM$405,CMF!$C$3:$C$403)*100","v":2.0267289099742491},null,null,null,1.1947665375134138,null,null,null,5327570687.1202583,{"$f":"J211/SUMPRODUCT(CMF!$C$3:$C$403,$J$5:$J$405)*100","v":1.1947665375134138},null,91.5,-3.5,1.46,null,null,null,107.04409837324528,{"$f":"S211/SUMPRODUCT($S$5:$S$405,CMF!$C$3:$C$403)*100","v":0.98635279368556295}]
[587,{"$f":"'Results Numerical'!EM212/SUMPRODUCT('Results Numerical'!$EM$5:$EM$405,CMF!$C$3:$C$403)*100","v":2.0445164011458177},null,null,null,1.2128694970175613,null,null,null,5408293400.1995401,{"$f":"J212/SUMPRODUCT(CMF!$C$3:$C$403,$J$5:$J$405)*100","v":1.2128694970175613},null,90.9,-3.5,1.62,null,null,null,107.4973326555308,{"$f":"S212/SUMPRODUCT($S$5:$S$405,CMF!$C$3:$C$403)*100","v":0.99052909959425128}]
[588,{"$f":"'Results Numerical'!EM213/SUMPRODUCT('Results Numerical'!$EM$5:$EM$405,CMF!$C$3:$C$403)*100","v":2.060201083008073},null,null,null,1.2311659387891016,null,null,null,5489878867.98769,{"$f":"J213/SUMPRODUCT(CMF!$C$3:$C$403,$J$5:$J$405)*100","v":1.2311659387891016},null,90.3,-3.5,1.78,null,null,null,107.95056693781629,{"$f":"S213/SUMPRODUCT($S$5:$S$405,CMF!$C$3:$C$403)*100","v":0.99470540550293929}]
[589,{"$f":"'Results Numerical'!EM214/SUMPRODUCT('Results Numerical'!$EM$5:$EM$405,CMF!$C$3:$C$403)*100","v":2.0730855308301699},null,null,null,1.249656810225191,null,null,null,5572331315.0132351,{"$f":"J214/SUMPRODUCT(CMF!$C$3:$C$403,$J$5:$J$405)*100","v":1.249656810225191},null,89.7,-3.5,1.94,null,null,null,108.40380122010181,{"$f":"S214/SUMPRODUCT($S$5:$S$405,CMF!$C$3:$C$403)*100","v":0.99888171141162763}]
[590,{"$f":"'Results Numerical'!EM215/SUMPRODUCT('Results Numerical'!$EM$5:$EM$405,CMF!$C$3:$C$403)*100","v":2.0824681058345522},null,null,null,1.2683430513843819,null,null,null,5655654933.0812111,{"$f":"J215/SUMPRODUCT(CMF!$C$3:$C$403,$J$5:$J$405)*100","v":1.2683430513843819},null,89.1,-3.5,2.1,null,null,null,108.85703550238732,{"$f":"S215/SUMPRODUCT($S$5:$S$405,CMF!$C$3:$C$403)*100","v":1.0030580173203156}]
[591,{"$f":"'Results Numerical'!EM216/SUMPRODUCT('Results Numerical'!$EM$5:$EM$405,CMF!$C$3:$C$403)*100","v":2.089756299623045},null,null,null,1.2872255948900986,null,null,null,5739853880.8427525,{"$f":"J216/SUMPRODUCT(CMF!$C$3:$C$403,$J$5:$J$405)*100","v":1.2872255948900986},null,89.24,-3.73,2.21,null,null,null,110.11103897885853,{"$f":"S216/SUMPRODUCT($S$5:$S$405,CMF!$C$3:$C$403)*100","v":1.0146129731852898}]
[592,{"$f":"'Results Numerical'!EM217/SUMPRODUCT('Results Numerical'!$EM$5:$EM$405,CMF!$C$3:$C$403)*100","v":2.0964376706850021},null,null,null,1.306305365835281,null,null,null,5824932283.3698912,{"$f":"J217/SUMPRODUCT(CMF!$C$3:$C$403,$J$5:$J$405)*100","v":1.306305365835281},null,89.38,-3.96,2.3199999999999998,null,null,null,111.36504245532973,{"$f":"S217/SUMPRODUCT($S$5:$S$405,CMF!$C$3:$C$403)*100","v":1.0261679290502637}]
[593,{"$f":"'Results Numerical'!EM218/SUMPRODUCT('Results Numerical'!$EM$5:$EM$405,CMF!$C$3:$C$403)*100","v":2.1019306805741613},null,null,null,1.3255832816882009,null,null,null,5910894231.7355852,{"$f":"J218/SUMPRODUCT(CMF!$C$3:$C$403,$J$5:$J$405)*100","v":1.3255832816882009},null,89.52,-4.1900000000000004,2.4300000000000002,null,null,null,112.61904593180093,{"$f":"S218/SUMPRODUCT($S$5:$S$405,CMF!$C$3:$C$403)*100","v":1.0377228849152376}]
[594,{"$f":"'Results Numerical'!EM219/SUMPRODUCT('Results Numerical'!$EM$5:$EM$405,CMF!$C$3:$C$403)*100","v":2.1056537908442587},null,null,null,1.3450602521994477,null,null,null,5997743782.5989561,{"$f":"J219/SUMPRODUCT(CMF!$C$3:$C$403,$J$5:$J$405)*100","v":1.3450602521994477},null,89.66,-4.42,2.54,null,null,null,113.87304940827212,{"$f":"S219/SUMPRODUCT($S$5:$S$405,CMF!$C$3:$C$403)*100","v":1.0492778407802115}]
[595,{"$f":"'Results Numerical'!EM220/SUMPRODUCT('Results Numerical'!$EM$5:$EM$405,CMF!$C$3:$C$403)*100","v":2.1070233560256755},null,null,null,1.3647371793101535,null,null,null,6085484957.7960567,{"$f":"J220/SUMPRODUCT(CMF!$C$3:$C$403,$J$5:$J$405)*100","v":1.3647371793101535},null,89.8,-4.6500000000000004,2.65,null,null,null,115.12705288474334,{"$f":"S220/SUMPRODUCT($S$5:$S$405,CMF!$C$3:$C$403)*100","v":1.0608327966451856}]
[596,{"$f":"'Results Numerical'!EM221/SUMPRODUCT('Results Numerical'!$EM$5:$EM$405,CMF!$C$3:$C$403)*100","v":2.1061405132395006},null,null,null,1.3846149570613757,null,null,null,6174121743.9358044,{"$f":"J221/SUMPRODUCT(CMF!$C$3:$C$403,$J$5:$J$405)*100","v":1.3846149570613757},null,89.94,-4.88,2.76,null,null,null,116.38105636121455,{"$f":"S221/SUMPRODUCT($S$5:$S$405,CMF!$C$3:$C$403)*100","v":1.0723877525101595}]
[597,{"$f":"'Results Numerical'!EM222/SUMPRODUCT('Results Numerical'!$EM$5:$EM$405,CMF!$C$3:$C$403)*100","v":2.1037385066136314},null,null,null,1.4046944715047238,null,null,null,6263658092.0014505,{"$f":"J222/SUMPRODUCT(CMF!$C$3:$C$403,$J$5:$J$405)*100","v":1.4046944715047238},null,90.08,-5.1100000000000003,2.87,null,null,null,117.63505983768574,{"$f":"S222/SUMPRODUCT($S$5:$S$405,CMF!$C$3:$C$403)*100","v":1.0839427083751334}]
[598,{"$f":"'Results Numerical'!EM223/SUMPRODUCT('Results Numerical'!$EM$5:$EM$405,CMF!$C$3:$C$403)*100","v":2.1001839582120159},null,null,null,1.4249766006141846,null,null,null,6354097916.9574118,{"$f":"J223/SUMPRODUCT(CMF!$C$3:$C$403,$J$5:$J$405)*100","v":1.4249766006141846},null,90.22,-5.34,2.98,null,null,null,118.88906331415694,{"$f":"S223/SUMPRODUCT($S$5:$S$405,CMF!$C$3:$C$403)*100","v":1.0954976642401073}]
[599,{"$f":"'Results Numerical'!EM224/SUMPRODUCT('Results Numerical'!$EM$5:$EM$405,CMF!$C$3:$C$403)*100","v":2.0958392760518909},null,null,null,1.4454622141992117,null,null,null,6445445097.3617144,{"$f":"J224/SUMPRODUCT(CMF!$C$3:$C$403,$J$5:$J$405)*100","v":1.4454622141992117},null,90.36,-5.57,3.09,null,null,null,120.14306679062815,{"$f":"S224/SUMPRODUCT($S$5:$S$405,CMF!$C$3:$C$403)*100","v":1.1070526201050814}]
[600,{"$f":"'Results Numerical'!EM225/SUMPRODUCT('Results Numerical'!$EM$5:$EM$405,CMF!$C$3:$C$403)*100","v":2.091075296243917},null,null,null,1.4661521738190155,null,null,null,6537703474.9838209,{"$f":"J225/SUMPRODUCT(CMF!$C$3:$C$403,$J$5:$J$405)*100","v":1.4661521738190155},null,90.5,-5.8,3.2,null,null,null,121.39707026709937,{"$f":"S225/SUMPRODUCT($S$5:$S$405,CMF!$C$3:$C$403)*100","v":1.1186075759700553}]
[601,{"$f":"'Results Numerical'!EM226/SUMPRODUCT('Results Numerical'!$EM$5:$EM$405,CMF!$C$3:$C$403)*100","v":2.0848111158064526},null,null,null,1.4870473326981095,null,null,null,6630876854.428031,{"$f":"J226/SUMPRODUCT(CMF!$C$3:$C$403,$J$5:$J$405)*100","v":1.4870473326981095},null,90.48,-5.94,3.29,null,null,null,122.20684797278057,{"$f":"S226/SUMPRODUCT($S$5:$S$405,CMF!$C$3:$C$403)*100","v":1.1260692344304584}]
[602,{"$f":"'Results Numerical'!EM227/SUMPRODUCT('Results Numerical'!$EM$5:$EM$405,CMF!$C$3:$C$403)*100","v":2.0760775039957262},null,null,null,1.5081485356431235,null,null,null,6724969002.7625504,{"$f":"J227/SUMPRODUCT(CMF!$C$3:$C$403,$J$5:$J$405)*100","v":1.5081485356431235},null,90.46,-6.08,3.38,null,null,null,123.01662567846175,{"$f":"S227/SUMPRODUCT($S$5:$S$405,CMF!$C$3:$C$403)*100","v":1.1335308928908614}]
[603,{"$f":"'Results Numerical'!EM228/SUMPRODUCT('Results Numerical'!$EM$5:$EM$405,CMF!$C$3:$C$403)*100","v":2.0654033236740998},null,null,null,1.5294566189608583,null,null,null,6819983649.154089,{"$f":"J228/SUMPRODUCT(CMF!$C$3:$C$403,$J$5:$J$405)*100","v":1.5294566189608583},null,90.44,-6.22,3.47,null,null,null,{"$f":"M228+N228*R$15+O228*R$16","v":123.82640338414296},{"$f":"S228/SUMPRODUCT($S$5:$S$405,CMF!$C$3:$C$403)*100","v":1.1409925513512644}]
[604,{"$f":"'Results Numerical'!EM229/SUMPRODUCT('Results Numerical'!$EM$5:$EM$405,CMF!$C$3:$C$403)*100","v":2.053325865797361},null,null,null,1.5509724103776088,null,null,null,6915924484.5081139,{"$f":"J229/SUMPRODUCT(CMF!$C$3:$C$403,$J$5:$J$405)*100","v":1.5509724103776088},null,90.42,-6.36,3.56,null,null,null,124.63618108982416,{"$f":"S229/SUMPRODUCT($S$5:$S$405,CMF!$C$3:$C$403)*100","v":1.1484542098116675}]
[605,{"$f":"'Results Numerical'!EM230/SUMPRODUCT('Results Numerical'!$EM$5:$EM$405,CMF!$C$3:$C$403)*100","v":2.040371886204515},null,null,null,1.5726967289597524,null,null,null,7012795161.114749,{"$f":"J230/SUMPRODUCT(CMF!$C$3:$C$403,$J$5:$J$405)*100","v":1.5726967289597524},null,90.4,-6.5,3.65,null,null,null,125.44595879550536,{"$f":"S230/SUMPRODUCT($S$5:$S$405,CMF!$C$3:$C$403)*100","v":1.1559158682720705}]
[606,{"$f":"'Results Numerical'!EM231/SUMPRODUCT('Results Numerical'!$EM$5:$EM$405,CMF!$C$3:$C$403)*100","v":2.0254394116803613},null,null,null,1.5946303850356403,null,null,null,7110599292.3004742,{"$f":"J231/SUMPRODUCT(CMF!$C$3:$C$403,$J$5:$J$405)*100","v":1.5946303850356403},null,90.38,-6.64,3.74,null,null,null,126.25573650118655,{"$f":"S231/SUMPRODUCT($S$5:$S$405,CMF!$C$3:$C$403)*100","v":1.1633775267324733}]
[607,{"$f":"'Results Numerical'!EM232/SUMPRODUCT('Results Numerical'!$EM$5:$EM$405,CMF!$C$3:$C$403)*100","v":2.0076413853920125},null,null,null,1.6167741801187197,null,null,null,7209340452.08533,{"$f":"J232/SUMPRODUCT(CMF!$C$3:$C$403,$J$5:$J$405)*100","v":1.6167741801187197},null,90.36,-6.78,3.83,null,null,null,127.06551420686776,{"$f":"S232/SUMPRODUCT($S$5:$S$405,CMF!$C$3:$C$403)*100","v":1.1708391851928763}]
[608,{"$f":"'Results Numerical'!EM233/SUMPRODUCT('Results Numerical'!$EM$5:$EM$405,CMF!$C$3:$C$403)*100","v":1.9878269377519469},null,null,null,1.639128906831993,null,null,null,7309022174.8460684,{"$f":"J233/SUMPRODUCT(CMF!$C$3:$C$403,$J$5:$J$405)*100","v":1.639128906831993},null,90.34,-6.92,3.92,null,null,null,127.87529191254896,{"$f":"S233/SUMPRODUCT($S$5:$S$405,CMF!$C$3:$C$403)*100","v":1.1783008436532796}]
[609,{"$f":"'Results Numerical'!EM234/SUMPRODUCT('Results Numerical'!$EM$5:$EM$405,CMF!$C$3:$C$403)*100","v":1.9668494132193552},null,null,null,1.661695348833742,null,null,null,7409647954.9849501,{"$f":"J234/SUMPRODUCT(CMF!$C$3:$C$403,$J$5:$J$405)*100","v":1.661695348833742},null,90.32,-7.06,4.01,null,null,null,128.68506961823016,{"$f":"S234/SUMPRODUCT($S$5:$S$405,CMF!$C$3:$C$403)*100","v":1.1857625021136826}]
[610,{"$f":"'Results Numerical'!EM235/SUMPRODUCT('Results Numerical'!$EM$5:$EM$405,CMF!$C$3:$C$403)*100","v":1.9455600492300718},null,null,null,1.684474280744551,null,null,null,7511221246.6043367,{"$f":"J235/SUMPRODUCT(CMF!$C$3:$C$403,$J$5:$J$405)*100","v":1.684474280744551},null,90.3,-7.2,4.0999999999999996,null,null,null,129.49484732391136,{"$f":"S235/SUMPRODUCT($S$5:$S$405,CMF!$C$3:$C$403)*100","v":1.1932241605740854}]
[611,{"$f":"'Results Numerical'!EM236/SUMPRODUCT('Results Numerical'!$EM$5:$EM$405,CMF!$C$3:$C$403)*100","v":1.9234468391085822},null,null,null,1.7074664680756251,null,null,null,7613745463.1870537,{"$f":"J236/SUMPRODUCT(CMF!$C$3:$C$403,$J$5:$J$405)*100","v":1.7074664680756251},null,90.11,-7.34,4.16,null,null,null,129.93714360166402,{"$f":"S236/SUMPRODUCT($S$5:$S$405,CMF!$C$3:$C$403)*100","v":1.197299678756105}]
[612,{"$f":"'Results Numerical'!EM237/SUMPRODUCT('Results Numerical'!$EM$5:$EM$405,CMF!$C$3:$C$403)*100","v":1.8998292143108906},null,null,null,1.7306726671584318,null,null,null,7717223977.2826576,{"$f":"J237/SUMPRODUCT(CMF!$C$3:$C$403,$J$5:$J$405)*100","v":1.7306726671584318},null,89.92,-7.48,4.22,null,null,null,130.37943987941668,{"$f":"S237/SUMPRODUCT($S$5:$S$405,CMF!$C$3:$C$403)*100","v":1.2013751969381248}]
[613,{"$f":"'Results Numerical'!EM238/SUMPRODUCT('Results Numerical'!$EM$5:$EM$405,CMF!$C$3:$C$403)*100","v":1.8752971413766837},null,null,null,1.7540936250756194,null,null,null,7821660120.1993942,{"$f":"J238/SUMPRODUCT(CMF!$C$3:$C$403,$J$5:$J$405)*100","v":1.7540936250756194},null,89.73,-7.62,4.28,null,null,null,130.82173615716937,{"$f":"S238/SUMPRODUCT($S$5:$S$405,CMF!$C$3:$C$403)*100","v":1.2054507151201446}]
[614,{"$f":"'Results Numerical'!EM239/SUMPRODUCT('Results Numerical'!$EM$5:$EM$405,CMF!$C$3:$C$403)*100","v":1.8504384798222928},null,null,null,1.7777300795932709,null,null,null,7927057181.7021122,{"$f":"J239/SUMPRODUCT(CMF!$C$3:$C$403,$J$5:$J$405)*100","v":1.7777300795932709},null,89.54,-7.76,4.34,null,null,null,131.26403243492203,{"$f":"S239/SUMPRODUCT($S$5:$S$405,CMF!$C$3:$C$403)*100","v":1.2095262333021644}]
[615,{"$f":"'Results Numerical'!EM240/SUMPRODUCT('Results Numerical'!$EM$5:$EM$405,CMF!$C$3:$C$403)*100","v":1.8258474102341171},null,null,null,1.8015827590944622,null,null,null,8033418409.7159958,{"$f":"J240/SUMPRODUCT(CMF!$C$3:$C$403,$J$5:$J$405)*100","v":1.8015827590944622},null,89.35,-7.9,4.4000000000000004,null,null,null,131.70632871267469,{"$f":"S240/SUMPRODUCT($S$5:$S$405,CMF!$C$3:$C$403)*100","v":1.2136017514841839}]
[616,{"$f":"'Results Numerical'!EM241/SUMPRODUCT('Results Numerical'!$EM$5:$EM$405,CMF!$C$3:$C$403)*100","v":1.8017156717375551},null,null,null,1.8256523825141222,null,null,null,8140747010.0360937,{"$f":"J241/SUMPRODUCT(CMF!$C$3:$C$403,$J$5:$J$405)*100","v":1.8256523825141222},null,89.16,-8.0399999999999991,4.46,null,null,null,132.14862499042735,{"$f":"S241/SUMPRODUCT($S$5:$S$405,CMF!$C$3:$C$403)*100","v":1.2176772696662037}]
[617,{"$f":"'Results Numerical'!EM242/SUMPRODUCT('Results Numerical'!$EM$5:$EM$405,CMF!$C$3:$C$403)*100","v":1.7776492509650299},null,null,null,1.8499396592752304,null,null,null,8249046146.0428247,{"$f":"J242/SUMPRODUCT(CMF!$C$3:$C$403,$J$5:$J$405)*100","v":1.8499396592752304},null,88.97,-8.18,4.5199999999999996,null,null,null,132.59092126818001,{"$f":"S242/SUMPRODUCT($S$5:$S$405,CMF!$C$3:$C$403)*100","v":1.2217527878482233}]
[618,{"$f":"'Results Numerical'!EM243/SUMPRODUCT('Results Numerical'!$EM$5:$EM$405,CMF!$C$3:$C$403)*100","v":1.7533510576233418},null,null,null,1.8744452892263261,null,null,null,8358318938.4233265,{"$f":"J243/SUMPRODUCT(CMF!$C$3:$C$403,$J$5:$J$405)*100","v":1.8744452892263261},null,88.78,-8.32,4.58,null,null,null,133.03321754593267,{"$f":"S243/SUMPRODUCT($S$5:$S$405,CMF!$C$3:$C$403)*100","v":1.2258283060302431}]
[619,{"$f":"'Results Numerical'!EM244/SUMPRODUCT('Results Numerical'!$EM$5:$EM$405,CMF!$C$3:$C$403)*100","v":1.7285303224893591},null,null,null,1.8991699625803291,null,null,null,8468568464.8986444,{"$f":"J244/SUMPRODUCT(CMF!$C$3:$C$403,$J$5:$J$405)*100","v":1.8991699625803291},null,88.59,-8.4600000000000009,4.6399999999999997,null,null,null,133.47551382368536,{"$f":"S244/SUMPRODUCT($S$5:$S$405,CMF!$C$3:$C$403)*100","v":1.2299038242122629}]
[620,{"$f":"'Results Numerical'!EM245/SUMPRODUCT('Results Numerical'!$EM$5:$EM$405,CMF!$C$3:$C$403)*100","v":1.7028878482465266},null,null,null,1.9241143598547124,null,null,null,8579797759.9569645,{"$f":"J245/SUMPRODUCT(CMF!$C$3:$C$403,$J$5:$J$405)*100","v":1.9241143598547124},null,88.4,-8.6,4.7,null,null,null,133.91781010143802,{"$f":"S245/SUMPRODUCT($S$5:$S$405,CMF!$C$3:$C$403)*100","v":1.2339793423942824}]
[621,{"$f":"'Results Numerical'!EM246/SUMPRODUCT('Results Numerical'!$EM$5:$EM$405,CMF!$C$3:$C$403)*100","v":1.6761054743680843},null,null,null,1.949279151812956,null,null,null,8692009814.5925446,{"$f":"J246/SUMPRODUCT(CMF!$C$3:$C$403,$J$5:$J$405)*100","v":1.949279151812956},null,87.96,-8.69,4.74,null,null,null,133.8936901575137,{"$f":"S246/SUMPRODUCT($S$5:$S$405,CMF!$C$3:$C$403)*100","v":1.2337570903090689}]
[622,{"$f":"'Results Numerical'!EM247/SUMPRODUCT('Results Numerical'!$EM$5:$EM$405,CMF!$C$3:$C$403)*100","v":1.6483370135590221},null,null,null,1.974664999407352,null,null,null,8805207576.0506802,{"$f":"J247/SUMPRODUCT(CMF!$C$3:$C$403,$J$5:$J$405)*100","v":1.974664999407352},null,87.52,-8.7799999999999994,4.78,null,null,null,133.86957021358941,{"$f":"S247/SUMPRODUCT($S$5:$S$405,CMF!$C$3:$C$403)*100","v":1.2335348382238551}]
[623,{"$f":"'Results Numerical'!EM248/SUMPRODUCT('Results Numerical'!$EM$5:$EM$405,CMF!$C$3:$C$403)*100","v":1.6199975494204766},null,null,null,2.0002725537231516,null,null,null,8919393947.5786514,{"$f":"J248/SUMPRODUCT(CMF!$C$3:$C$403,$J$5:$J$405)*100","v":2.0002725537231516},null,87.08,-8.8699999999999992,4.82,null,null,null,133.84545026966509,{"$f":"S248/SUMPRODUCT($S$5:$S$405,CMF!$C$3:$C$403)*100","v":1.2333125861386411}]
[624,{"$f":"'Results Numerical'!EM249/SUMPRODUCT('Results Numerical'!$EM$5:$EM$405,CMF!$C$3:$C$403)*100","v":1.5915127006703655},null,null,null,2.0261024559239869,null,null,null,9034571788.1823502,{"$f":"J249/SUMPRODUCT(CMF!$C$3:$C$403,$J$5:$J$405)*100","v":2.0261024559239869},null,86.64,-8.9600000000000009,4.8600000000000003,null,null,null,133.82133032574077,{"$f":"S249/SUMPRODUCT($S$5:$S$405,CMF!$C$3:$C$403)*100","v":1.2330903340534276}]
[625,{"$f":"'Results Numerical'!EM250/SUMPRODUCT('Results Numerical'!$EM$5:$EM$405,CMF!$C$3:$C$403)*100","v":1.5632954438864695},null,null,null,2.0521553371986561,null,null,null,9150743912.3889961,{"$f":"J250/SUMPRODUCT(CMF!$C$3:$C$403,$J$5:$J$405)*100","v":2.0521553371986561},null,86.2,-9.0500000000000007,4.9000000000000004,null,null,null,133.79721038181648,{"$f":"S250/SUMPRODUCT($S$5:$S$405,CMF!$C$3:$C$403)*100","v":1.2328680819682138}]
[626,{"$f":"'Results Numerical'!EM251/SUMPRODUCT('Results Numerical'!$EM$5:$EM$405,CMF!$C$3:$C$403)*100","v":1.5353837054891974},null,null,null,2.0784318187092499,null,null,null,9267913090.0158215,{"$f":"J251/SUMPRODUCT(CMF!$C$3:$C$403,$J$5:$J$405)*100","v":2.0784318187092499},null,85.76,-9.14,4.9400000000000004,null,null,null,133.77309043789217,{"$f":"S251/SUMPRODUCT($S$5:$S$405,CMF!$C$3:$C$403)*100","v":1.2326458298829999}]
[627,{"$f":"'Results Numerical'!EM252/SUMPRODUCT('Results Numerical'!$EM$5:$EM$405,CMF!$C$3:$C$403)*100","v":1.5075014654189098},null,null,null,2.1049325115405408,null,null,null,9386082045.9444008,{"$f":"J252/SUMPRODUCT(CMF!$C$3:$C$403,$J$5:$J$405)*100","v":2.1049325115405408},null,85.32,-9.23,4.9800000000000004,null,null,null,133.74897049396787,{"$f":"S252/SUMPRODUCT($S$5:$S$405,CMF!$C$3:$C$403)*100","v":1.2324235777977863}]
[628,{"$f":"'Results Numerical'!EM253/SUMPRODUCT('Results Numerical'!$EM$5:$EM$405,CMF!$C$3:$C$403)*100","v":1.4795897270216378},null,null,null,2.1316580166507637,null,null,null,9505253459.9011707,{"$f":"J253/SUMPRODUCT(CMF!$C$3:$C$403,$J$5:$J$405)*100","v":2.1316580166507637},null,84.88,-9.32,5.0199999999999996,null,null,null,133.72485055004353,{"$f":"S253/SUMPRODUCT($S$5:$S$405,CMF!$C$3:$C$403)*100","v":1.2322013257125723}]
[629,{"$f":"'Results Numerical'!EM254/SUMPRODUCT('Results Numerical'!$EM$5:$EM$405,CMF!$C$3:$C$403)*100","v":1.4515958147134804},null,null,null,2.1586089248236697,null,null,null,9625429966.2436333,{"$f":"J254/SUMPRODUCT(CMF!$C$3:$C$403,$J$5:$J$405)*100","v":2.1586089248236697},null,84.44,-9.41,5.0599999999999996,null,null,null,133.70073060611924,{"$f":"S254/SUMPRODUCT($S$5:$S$405,CMF!$C$3:$C$403)*100","v":1.2319790736273586}]
[630,{"$f":"'Results Numerical'!EM255/SUMPRODUCT('Results Numerical'!$EM$5:$EM$405,CMF!$C$3:$C$403)*100","v":1.4234628388638255},null,null,null,2.1857858166219302,null,null,null,9746614153.7525883,{"$f":"J255/SUMPRODUCT(CMF!$C$3:$C$403,$J$5:$J$405)*100","v":2.1857858166219302},null,84,-9.5,5.0999999999999996,null,null,null,133.67661066219492,{"$f":"S255/SUMPRODUCT($S$5:$S$405,CMF!$C$3:$C$403)*100","v":1.2317568215421448}]
[631,{"$f":"'Results Numerical'!EM256/SUMPRODUCT('Results Numerical'!$EM$5:$EM$405,CMF!$C$3:$C$403)*100","v":1.3950053814173431},null,null,null,2.213189262341869,null,null,null,9868808565.4302731,{"$f":"J256/SUMPRODUCT(CMF!$C$3:$C$403,$J$5:$J$405)*100","v":2.213189262341869},null,84.11,-9.64,5.26,null,null,null,135.07717836637605,{"$f":"S256/SUMPRODUCT($S$5:$S$405,CMF!$C$3:$C$403)*100","v":1.2446622865678572}]
[632,{"$f":"'Results Numerical'!EM257/SUMPRODUCT('Results Numerical'!$EM$5:$EM$405,CMF!$C$3:$C$403)*100","v":1.3662571547477287},null,null,null,2.2408198219694571,null,null,null,9992015698.304142,{"$f":"J257/SUMPRODUCT(CMF!$C$3:$C$403,$J$5:$J$405)*100","v":2.2408198219694571},null,84.22,-9.7799999999999994,5.42,null,null,null,136.47774607055715,{"$f":"S257/SUMPRODUCT($S$5:$S$405,CMF!$C$3:$C$403)*100","v":1.2575677515935693}]
[633,{"$f":"'Results Numerical'!EM258/SUMPRODUCT('Results Numerical'!$EM$5:$EM$405,CMF!$C$3:$C$403)*100","v":1.3374983929613342},null,null,null,2.2686780451377015,null,null,null,10116238003.236856,{"$f":"J258/SUMPRODUCT(CMF!$C$3:$C$403,$J$5:$J$405)*100","v":2.2686780451377015},null,84.33,-9.92,5.58,null,null,null,137.87831377473827,{"$f":"S258/SUMPRODUCT($S$5:$S$405,CMF!$C$3:$C$403)*100","v":1.2704732166192816}]
[634,{"$f":"'Results Numerical'!EM259/SUMPRODUCT('Results Numerical'!$EM$5:$EM$405,CMF!$C$3:$C$403)*100","v":1.3090114371878669},null,null,null,2.2967644710853059,null,null,null,10241477884.741949,{"$f":"J259/SUMPRODUCT(CMF!$C$3:$C$403,$J$5:$J$405)*100","v":2.2967644710853059},null,84.44,-10.06,5.74,null,null,null,139.27888147891937,{"$f":"S259/SUMPRODUCT($S$5:$S$405,CMF!$C$3:$C$403)*100","v":1.2833786816449937}]
[635,{"$f":"'Results Numerical'!EM260/SUMPRODUCT('Results Numerical'!$EM$5:$EM$405,CMF!$C$3:$C$403)*100","v":1.2810723074869668},null,null,null,2.325079628616618,null,null,null,10367737700.805233,{"$f":"J260/SUMPRODUCT(CMF!$C$3:$C$403,$J$5:$J$405)*100","v":2.325079628616618},null,84.55,-10.199999999999999,5.9,null,null,null,140.67944918310047,{"$f":"S260/SUMPRODUCT($S$5:$S$405,CMF!$C$3:$C$403)*100","v":1.296284146670706}]
[636,{"$f":"'Results Numerical'!EM261/SUMPRODUCT('Results Numerical'!$EM$5:$EM$405,CMF!$C$3:$C$403)*100","v":1.2538074252599942},null,null,null,{"$f":"IF($D$12<4000,K261,IF($D$12>5000,T261,K261*(5000-$D$12)/1000+T261*($D$12-4000)/1000))","v":2.3536240360629552},null,null,null,{"$f":"3.7415E-16/((A261*0.000000001)^5)/(EXP(0.014388/(A261*0.000000001*$D$12))-1)","v":10495019762.712341},{"$f":"J261/SUMPRODUCT(CMF!$C$3:$C$403,$J$5:$J$405)*100","v":2.3536240360629552},null,84.66,-10.34,6.06,null,null,null,142.0800168872816,{"$f":"S261/SUMPRODUCT($S$5:$S$405,CMF!$C$3:$C$403)*100","v":1.3091896116964181}]
[637,{"$f":"'Results Numerical'!EM262/SUMPRODUCT('Results Numerical'!$EM$5:$EM$405,CMF!$C$3:$C$403)*100","v":1.2270187303114839},null,null,null,2.3823982012451865,null,null,null,10623326334.881878,{"$f":"J262/SUMPRODUCT(CMF!$C$3:$C$403,$J$5:$J$405)*100","v":2.3823982012451865},null,84.77,-10.48,6.22,null,null,null,143.4805845914627,{"$f":"S262/SUMPRODUCT($S$5:$S$405,CMF!$C$3:$C$403)*100","v":1.3220950767221302}]
[638,{"$f":"'Results Numerical'!EM263/SUMPRODUCT('Results Numerical'!$EM$5:$EM$405,CMF!$C$3:$C$403)*100","v":1.200501841375901},null,null,null,2.4114026214376105,null,null,null,10752659634.704348,{"$f":"J263/SUMPRODUCT(CMF!$C$3:$C$403,$J$5:$J$405)*100","v":2.4114026214376105},null,84.88,-10.62,6.38,null,null,null,144.8811522956438,{"$f":"S263/SUMPRODUCT($S$5:$S$405,CMF!$C$3:$C$403)*100","v":1.3350005417478426}]
[639,{"$f":"'Results Numerical'!EM264/SUMPRODUCT('Results Numerical'!$EM$5:$EM$405,CMF!$C$3:$C$403)*100","v":1.1740586982577788},null,null,null,2.4406377833331736,null,null,null,10883021832.387064,{"$f":"J264/SUMPRODUCT(CMF!$C$3:$C$403,$J$5:$J$405)*100","v":2.4406377833331736},null,84.99,-10.76,6.54,null,null,null,146.28171999982493,{"$f":"S264/SUMPRODUCT($S$5:$S$405,CMF!$C$3:$C$403)*100","v":1.3479060067735547}]
[640,{"$f":"'Results Numerical'!EM265/SUMPRODUCT('Results Numerical'!$EM$5:$EM$405,CMF!$C$3:$C$403)*100","v":1.1474828126682268},null,null,null,2.4701041630099594,null,null,null,11014415050.804714,{"$f":"J265/SUMPRODUCT(CMF!$C$3:$C$403,$J$5:$J$405)*100","v":2.4701041630099594},null,85.1,-10.9,6.7,null,null,null,147.68228770400603,{"$f":"S265/SUMPRODUCT($S$5:$S$405,CMF!$C$3:$C$403)*100","v":1.360811471799267}]
[641,{"$f":"'Results Numerical'!EM266/SUMPRODUCT('Results Numerical'!$EM$5:$EM$405,CMF!$C$3:$C$403)*100","v":1.1205508401315065},null,null,null,2.4998022258989692,null,null,null,11146841365.3557,{"$f":"J266/SUMPRODUCT(CMF!$C$3:$C$403,$J$5:$J$405)*100","v":2.4998022258989692},null,84.78,-10.88,6.76,null,null,null,147.72334578530661,{"$f":"S266/SUMPRODUCT($S$5:$S$405,CMF!$C$3:$C$403)*100","v":1.3611897995521243}]
[642,{"$f":"'Results Numerical'!EM267/SUMPRODUCT('Results Numerical'!$EM$5:$EM$405,CMF!$C$3:$C$403)*100","v":1.0933997371657598},null,null,null,2.5297324267532066,null,null,null,11280302803.824272,{"$f":"J267/SUMPRODUCT(CMF!$C$3:$C$403,$J$5:$J$405)*100","v":2.5297324267532066},null,84.46,-10.86,6.82,null,null,null,147.76440386660715,{"$f":"S267/SUMPRODUCT($S$5:$S$405,CMF!$C$3:$C$403)*100","v":1.3615681273049816}]
[643,{"$f":"'Results Numerical'!EM268/SUMPRODUCT('Results Numerical'!$EM$5:$EM$405,CMF!$C$3:$C$403)*100","v":1.0663624134612382},null,null,null,2.5598952096180216,null,null,null,11414801346.248304,{"$f":"J268/SUMPRODUCT(CMF!$C$3:$C$403,$J$5:$J$405)*100","v":2.5598952096180216},null,84.14,-10.84,6.88,null,null,null,147.8054619479077,{"$f":"S268/SUMPRODUCT($S$5:$S$405,CMF!$C$3:$C$403)*100","v":1.3619464550578384}]
[644,{"$f":"'Results Numerical'!EM269/SUMPRODUCT('Results Numerical'!$EM$5:$EM$405,CMF!$C$3:$C$403)*100","v":1.0397823138249744},null,null,null,2.5902910078027674,null,null,null,11550338924.792896,{"$f":"J269/SUMPRODUCT(CMF!$C$3:$C$403,$J$5:$J$405)*100","v":2.5902910078027674},null,83.82,-10.82,6.94,null,null,null,147.84652002920825,{"$f":"S269/SUMPRODUCT($S$5:$S$405,CMF!$C$3:$C$403)*100","v":1.3623247828106957}]
[645,{"$f":"'Results Numerical'!EM270/SUMPRODUCT('Results Numerical'!$EM$5:$EM$405,CMF!$C$3:$C$403)*100","v":1.0139944549705762},null,null,null,2.6209202438537185,null,null,null,11686917423.629622,{"$f":"J270/SUMPRODUCT(CMF!$C$3:$C$403,$J$5:$J$405)*100","v":2.6209202438537185},null,83.5,-10.8,7,null,null,null,147.8875781105088,{"$f":"S270/SUMPRODUCT($S$5:$S$405,CMF!$C$3:$C$403)*100","v":1.3627031105635528}]
[646,{"$f":"'Results Numerical'!EM271/SUMPRODUCT('Results Numerical'!$EM$5:$EM$405,CMF!$C$3:$C$403)*100","v":0.98902412117831584},null,null,null,2.6517833295282256,null,null,null,11824538678.821278,{"$f":"J271/SUMPRODUCT(CMF!$C$3:$C$403,$J$5:$J$405)*100","v":2.6517833295282256},null,83.18,-10.78,7.06,null,null,null,147.92863619180937,{"$f":"S271/SUMPRODUCT($S$5:$S$405,CMF!$C$3:$C$403)*100","v":1.36308143831641}]
[647,{"$f":"'Results Numerical'!EM272/SUMPRODUCT('Results Numerical'!$EM$5:$EM$405,CMF!$C$3:$C$403)*100","v":0.96461636262211436},null,null,null,2.6828806657702033,null,null,null,11963204478.212585,{"$f":"J272/SUMPRODUCT(CMF!$C$3:$C$403,$J$5:$J$405)*100","v":2.6828806657702033},null,82.86,-10.76,7.12,null,null,null,147.96969427310992,{"$f":"S272/SUMPRODUCT($S$5:$S$405,CMF!$C$3:$C$403)*100","v":1.3634597660692671}]
[648,{"$f":"'Results Numerical'!EM273/SUMPRODUCT('Results Numerical'!$EM$5:$EM$405,CMF!$C$3:$C$403)*100","v":0.94069111241444281},null,null,null,2.7142126426868414,null,null,null,12102916561.326344,{"$f":"J273/SUMPRODUCT(CMF!$C$3:$C$403,$J$5:$J$405)*100","v":2.7142126426868414},null,82.54,-10.74,7.18,null,null,null,148.01075235441047,{"$f":"S273/SUMPRODUCT($S$5:$S$405,CMF!$C$3:$C$403)*100","v":1.3638380938221242}]
[649,{"$f":"'Results Numerical'!EM274/SUMPRODUCT('Results Numerical'!$EM$5:$EM$405,CMF!$C$3:$C$403)*100","v":0.91717251771448427},null,null,null,2.745779639526551,null,null,null,12243676619.265083,{"$f":"J274/SUMPRODUCT(CMF!$C$3:$C$403,$J$5:$J$405)*100","v":2.745779639526551},null,82.22,-10.72,7.24,null,null,null,148.05181043571102,{"$f":"S274/SUMPRODUCT($S$5:$S$405,CMF!$C$3:$C$403)*100","v":1.3642164215749815}]
[650,{"$f":"'Results Numerical'!EM275/SUMPRODUCT('Results Numerical'!$EM$5:$EM$405,CMF!$C$3:$C$403)*100","v":0.89397419056464167},null,null,null,2.7775820246582019,null,null,null,12385486294.61849,{"$f":"J275/SUMPRODUCT(CMF!$C$3:$C$403,$J$5:$J$405)*100","v":2.7775820246582019},null,81.900000000000006,-10.7,7.3,null,null,null,148.0928685170116,{"$f":"S275/SUMPRODUCT($S$5:$S$405,CMF!$C$3:$C$403)*100","v":1.3645947493278388}]
[651,{"$f":"'Results Numerical'!EM276/SUMPRODUCT('Results Numerical'!$EM$5:$EM$405,CMF!$C$3:$C$403)*100","v":0.87103081324087805},null,null,null,2.809620155551587,null,null,null,12528347181.376297,{"$f":"J276/SUMPRODUCT(CMF!$C$3:$C$403,$J$5:$J$405)*100","v":2.809620155551587},null,81.97,-10.83,7.43,null,null,null,149.2390024059859,{"$f":"S276/SUMPRODUCT($S$5:$S$405,CMF!$C$3:$C$403)*100","v":1.3751557459685471}]
[652,{"$f":"'Results Numerical'!EM277/SUMPRODUCT('Results Numerical'!$EM$5:$EM$405,CMF!$C$3:$C$403)*100","v":0.8483803121636021},null,null,null,2.8418943787591222,null,null,null,12672260824.846672,{"$f":"J277/SUMPRODUCT(CMF!$C$3:$C$403,$J$5:$J$405)*100","v":2.8418943787591222},null,82.04,-10.96,7.56,null,null,null,150.38513629496023,{"$f":"S277/SUMPRODUCT($S$5:$S$405,CMF!$C$3:$C$403)*100","v":1.3857167426092558}]
[653,{"$f":"'Results Numerical'!EM278/SUMPRODUCT('Results Numerical'!$EM$5:$EM$405,CMF!$C$3:$C$403)*100","v":0.82610696826705465},null,null,null,2.8744050298987749,null,null,null,12817228721.580107,{"$f":"J278/SUMPRODUCT(CMF!$C$3:$C$403,$J$5:$J$405)*100","v":2.8744050298987749},null,82.11,-11.09,7.69,null,null,null,151.53127018393454,{"$f":"S278/SUMPRODUCT($S$5:$S$405,CMF!$C$3:$C$403)*100","v":1.3962777392499643}]
[654,{"$f":"'Results Numerical'!EM279/SUMPRODUCT('Results Numerical'!$EM$5:$EM$405,CMF!$C$3:$C$403)*100","v":0.80428874141540885},null,null,null,2.9071524336382342,null,null,null,12963252319.298819,{"$f":"J279/SUMPRODUCT(CMF!$C$3:$C$403,$J$5:$J$405)*100","v":2.9071524336382342},null,82.18,-11.22,7.82,null,null,null,152.67740407290887,{"$f":"S279/SUMPRODUCT($S$5:$S$405,CMF!$C$3:$C$403)*100","v":1.4068387358906729}]
[655,{"$f":"'Results Numerical'!EM280/SUMPRODUCT('Results Numerical'!$EM$5:$EM$405,CMF!$C$3:$C$403)*100","v":0.78300991254290542},null,null,null,2.9401369036803033,null,null,null,13110333016.831619,{"$f":"J280/SUMPRODUCT(CMF!$C$3:$C$403,$J$5:$J$405)*100","v":2.9401369036803033},null,82.25,-11.35,7.95,null,null,null,153.82353796188318,{"$f":"S280/SUMPRODUCT($S$5:$S$405,CMF!$C$3:$C$403)*100","v":1.4173997325313814}]
[656,{"$f":"'Results Numerical'!EM281/SUMPRODUCT('Results Numerical'!$EM$5:$EM$405,CMF!$C$3:$C$403)*100","v":0.76225783950940851},null,null,null,2.9733587427494577,null,null,null,13258472164.053984,{"$f":"J281/SUMPRODUCT(CMF!$C$3:$C$403,$J$5:$J$405)*100","v":2.9733587427494577},null,82.32,-11.48,8.08,null,null,null,154.96967185085748,{"$f":"S281/SUMPRODUCT($S$5:$S$405,CMF!$C$3:$C$403)*100","v":1.4279607291720897}]
[657,{"$f":"'Results Numerical'!EM282/SUMPRODUCT('Results Numerical'!$EM$5:$EM$405,CMF!$C$3:$C$403)*100","v":0.74195245542738908},null,null,null,3.0068182425797034,null,null,null,13407671061.833895,{"$f":"J282/SUMPRODUCT(CMF!$C$3:$C$403,$J$5:$J$405)*100","v":3.0068182425797034},null,82.39,-11.61,8.2100000000000009,null,null,null,156.11580573983184,{"$f":"S282/SUMPRODUCT($S$5:$S$405,CMF!$C$3:$C$403)*100","v":1.4385217258127987}]
[658,{"$f":"'Results Numerical'!EM283/SUMPRODUCT('Results Numerical'!$EM$5:$EM$405,CMF!$C$3:$C$403)*100","v":0.72207479708664279},null,null,null,3.0405156839035383,null,null,null,13557930961.982632,{"$f":"J283/SUMPRODUCT(CMF!$C$3:$C$403,$J$5:$J$405)*100","v":3.0405156839035383},null,82.46,-11.74,8.34,null,null,null,157.26193962880615,{"$f":"S283/SUMPRODUCT($S$5:$S$405,CMF!$C$3:$C$403)*100","v":1.449082722453507}]
[659,{"$f":"'Results Numerical'!EM284/SUMPRODUCT('Results Numerical'!$EM$5:$EM$405,CMF!$C$3:$C$403)*100","v":0.70260379425360953},null,null,null,3.0744513364421655,null,null,null,13709253067.211126,{"$f":"J284/SUMPRODUCT(CMF!$C$3:$C$403,$J$5:$J$405)*100","v":3.0744513364421655},null,82.53,-11.87,8.4700000000000006,null,null,null,158.40807351778045,{"$f":"S284/SUMPRODUCT($S$5:$S$405,CMF!$C$3:$C$403)*100","v":1.4596437190942155}]
[660,{"$f":"'Results Numerical'!EM285/SUMPRODUCT('Results Numerical'!$EM$5:$EM$405,CMF!$C$3:$C$403)*100","v":0.68352259074144117},null,null,null,3.1086254588968765,null,null,null,13861638531.091537,{"$f":"J285/SUMPRODUCT(CMF!$C$3:$C$403,$J$5:$J$405)*100","v":3.1086254588968765},null,82.6,-12,8.6,null,null,null,159.55420740675478,{"$f":"S285/SUMPRODUCT($S$5:$S$405,CMF!$C$3:$C$403)*100","v":1.4702047157349243}]
[661,{"$f":"'Results Numerical'!EM286/SUMPRODUCT('Results Numerical'!$EM$5:$EM$405,CMF!$C$3:$C$403)*100","v":0.66482697250342526},null,null,null,3.1430382989416117,null,null,null,14015088458.02409,{"$f":"J286/SUMPRODUCT(CMF!$C$3:$C$403,$J$5:$J$405)*100","v":3.1430382989416117},null,82.83,-12.2,8.7200000000000006,null,null,null,160.91318086403408,{"$f":"S286/SUMPRODUCT($S$5:$S$405,CMF!$C$3:$C$403)*100","v":1.4827269125351448}]
[662,{"$f":"'Results Numerical'!EM287/SUMPRODUCT('Results Numerical'!$EM$5:$EM$405,CMF!$C$3:$C$403)*100","v":0.64650640442278207},null,null,null,3.1776900932166985,null,null,null,14169603903.209129,{"$f":"J287/SUMPRODUCT(CMF!$C$3:$C$403,$J$5:$J$405)*100","v":3.1776900932166985},null,83.06,-12.4,8.84,null,null,null,162.27215432131334,{"$f":"S287/SUMPRODUCT($S$5:$S$405,CMF!$C$3:$C$403)*100","v":1.4952491093353653}]
[663,{"$f":"'Results Numerical'!EM288/SUMPRODUCT('Results Numerical'!$EM$5:$EM$405,CMF!$C$3:$C$403)*100","v":0.62854192328930714},null,null,null,3.2125810673237374,null,null,null,14325185872.624342,{"$f":"J288/SUMPRODUCT(CMF!$C$3:$C$403,$J$5:$J$405)*100","v":3.2125810673237374},null,83.29,-12.6,8.9600000000000009,null,null,null,163.63112777859263,{"$f":"S288/SUMPRODUCT($S$5:$S$405,CMF!$C$3:$C$403)*100","v":1.507771306135586}]
[664,{"$f":"'Results Numerical'!EM289/SUMPRODUCT('Results Numerical'!$EM$5:$EM$405,CMF!$C$3:$C$403)*100","v":0.61091456589279636},null,null,null,3.2477114358216754,null,null,null,14481835323.007236,{"$f":"J289/SUMPRODUCT(CMF!$C$3:$C$403,$J$5:$J$405)*100","v":3.2477114358216754},null,83.52,-12.8,9.08,null,null,null,164.99010123587189,{"$f":"S289/SUMPRODUCT($S$5:$S$405,CMF!$C$3:$C$403)*100","v":1.5202935029358062}]
[665,{"$f":"'Results Numerical'!EM290/SUMPRODUCT('Results Numerical'!$EM$5:$EM$405,CMF!$C$3:$C$403)*100","v":0.59360115497633337},null,null,null,3.2830814022240196,null,null,null,14639553161.842709,{"$f":"J290/SUMPRODUCT(CMF!$C$3:$C$403,$J$5:$J$405)*100","v":3.2830814022240196},null,83.75,-13,9.1999999999999993,null,null,null,166.34907469315118,{"$f":"S290/SUMPRODUCT($S$5:$S$405,CMF!$C$3:$C$403)*100","v":1.5328156997360269}]
[666,{"$f":"'Results Numerical'!EM291/SUMPRODUCT('Results Numerical'!$EM$5:$EM$405,CMF!$C$3:$C$403)*100","v":0.57641837950794395},null,null,null,3.31869115899713,null,null,null,14798340247.35545,{"$f":"J291/SUMPRODUCT(CMF!$C$3:$C$403,$J$5:$J$405)*100","v":3.31869115899713},null,83.98,-13.2,9.32,null,null,null,167.70804815043044,{"$f":"S291/SUMPRODUCT($S$5:$S$405,CMF!$C$3:$C$403)*100","v":1.5453378965362472}]
[667,{"$f":"'Results Numerical'!EM292/SUMPRODUCT('Results Numerical'!$EM$5:$EM$405,CMF!$C$3:$C$403)*100","v":0.55936202544091618},null,null,null,3.3545408875597795,null,null,null,14958197388.507971,{"$f":"J292/SUMPRODUCT(CMF!$C$3:$C$403,$J$5:$J$405)*100","v":3.3545408875597795},null,84.21,-13.4,9.44,null,null,null,{"$f":"M292+N292*R$15+O292*R$16","v":169.06702160770971},{"$f":"S292/SUMPRODUCT($S$5:$S$405,CMF!$C$3:$C$403)*100","v":1.5578600933364677}]
[668,{"$f":"'Results Numerical'!EM293/SUMPRODUCT('Results Numerical'!$EM$5:$EM$405,CMF!$C$3:$C$403)*100","v":0.54269125664804108},null,null,null,3.3906307582836872,null,null,null,15119125345.002977,{"$f":"J293/SUMPRODUCT(CMF!$C$3:$C$403,$J$5:$J$405)*100","v":3.3906307582836872},null,84.44,-13.6,9.56,null,null,null,170.425995064989,{"$f":"S293/SUMPRODUCT($S$5:$S$405,CMF!$C$3:$C$403)*100","v":1.5703822901366884}]
[669,{"$f":"'Results Numerical'!EM294/SUMPRODUCT('Results Numerical'!$EM$5:$EM$405,CMF!$C$3:$C$403)*100","v":0.52666734402546578},null,null,null,3.4269609304952797,null,null,null,15281124827.291239,{"$f":"J294/SUMPRODUCT(CMF!$C$3:$C$403,$J$5:$J$405)*100","v":3.4269609304952797},null,84.67,-13.8,9.68,null,null,null,171.78496852226829,{"$f":"S294/SUMPRODUCT($S$5:$S$405,CMF!$C$3:$C$403)*100","v":1.5829044869369091}]
[670,{"$f":"'Results Numerical'!EM295/SUMPRODUCT('Results Numerical'!$EM$5:$EM$405,CMF!$C$3:$C$403)*100","v":0.51154313037591348},null,null,null,3.4635315524785071,null,null,null,15444196496.584127,{"$f":"J295/SUMPRODUCT(CMF!$C$3:$C$403,$J$5:$J$405)*100","v":3.4635315524785071},null,84.9,-14,9.8000000000000007,null,null,null,173.14394197954755,{"$f":"S295/SUMPRODUCT($S$5:$S$405,CMF!$C$3:$C$403)*100","v":1.5954266837371291}]
[671,{"$f":"'Results Numerical'!EM296/SUMPRODUCT('Results Numerical'!$EM$5:$EM$405,CMF!$C$3:$C$403)*100","v":0.49736075616650466},null,null,null,3.5003427614787843,null,null,null,15608340964.871208,{"$f":"J296/SUMPRODUCT(CMF!$C$3:$C$403,$J$5:$J$405)*100","v":3.5003427614787843},null,84.54,-13.96,9.84,null,null,null,172.97944100100591,{"$f":"S296/SUMPRODUCT($S$5:$S$405,CMF!$C$3:$C$403)*100","v":1.5939108972321807}]
[672,{"$f":"'Results Numerical'!EM297/SUMPRODUCT('Results Numerical'!$EM$5:$EM$405,CMF!$C$3:$C$403)*100","v":0.48387159264122825},null,null,null,3.5373946837079928,null,null,null,15773558794.94253,{"$f":"J297/SUMPRODUCT(CMF!$C$3:$C$403,$J$5:$J$405)*100","v":3.5373946837079928},null,84.18,-13.92,9.8800000000000008,null,null,null,172.81494002246427,{"$f":"S297/SUMPRODUCT($S$5:$S$405,CMF!$C$3:$C$403)*100","v":1.5923951107272321}]
[673,{"$f":"'Results Numerical'!EM298/SUMPRODUCT('Results Numerical'!$EM$5:$EM$405,CMF!$C$3:$C$403)*100","v":0.4709133990016704},null,null,null,3.574687434350607,null,null,null,15939850500.415947,{"$f":"J298/SUMPRODUCT(CMF!$C$3:$C$403,$J$5:$J$405)*100","v":3.574687434350607},null,83.82,-13.88,9.92,null,null,null,172.6504390439226,{"$f":"S298/SUMPRODUCT($S$5:$S$405,CMF!$C$3:$C$403)*100","v":1.5908793242222834}]
[674,{"$f":"'Results Numerical'!EM299/SUMPRODUCT('Results Numerical'!$EM$5:$EM$405,CMF!$C$3:$C$403)*100","v":0.45831550635599283},null,null,null,3.612221117570876,null,null,null,16107216545.769152,{"$f":"J299/SUMPRODUCT(CMF!$C$3:$C$403,$J$5:$J$405)*100","v":3.612221117570876},null,83.46,-13.84,9.9600000000000009,null,null,null,172.48593806538094,{"$f":"S299/SUMPRODUCT($S$5:$S$405,CMF!$C$3:$C$403)*100","v":1.5893635377173345}]
[675,{"$f":"'Results Numerical'!EM300/SUMPRODUCT('Results Numerical'!$EM$5:$EM$405,CMF!$C$3:$C$403)*100","v":0.44591567390578174},null,null,null,3.6499958265210304,null,null,null,16275657346.376261,{"$f":"J300/SUMPRODUCT(CMF!$C$3:$C$403,$J$5:$J$405)*100","v":3.6499958265210304},null,83.1,-13.8,10,null,null,null,172.3214370868393,{"$f":"S300/SUMPRODUCT($S$5:$S$405,CMF!$C$3:$C$403)*100","v":1.5878477512123859}]
[676,{"$f":"'Results Numerical'!EM301/SUMPRODUCT('Results Numerical'!$EM$5:$EM$405,CMF!$C$3:$C$403)*100","v":0.43385928626260284},null,null,null,3.6880116433506598,null,null,null,16445173268.549625,{"$f":"J301/SUMPRODUCT(CMF!$C$3:$C$403,$J$5:$J$405)*100","v":3.6880116433506598},null,82.74,-13.76,10.039999999999999,null,null,null,172.15693610829763,{"$f":"S301/SUMPRODUCT($S$5:$S$405,CMF!$C$3:$C$403)*100","v":1.586331964707437}]
[677,{"$f":"'Results Numerical'!EM302/SUMPRODUCT('Results Numerical'!$EM$5:$EM$405,CMF!$C$3:$C$403)*100","v":0.42224115947747726},null,null,null,3.7262686392169648,null,null,null,16615764629.585564,{"$f":"J302/SUMPRODUCT(CMF!$C$3:$C$403,$J$5:$J$405)*100","v":3.7262686392169648},null,82.38,-13.72,10.08,null,null,null,171.99243512975602,{"$f":"S302/SUMPRODUCT($S$5:$S$405,CMF!$C$3:$C$403)*100","v":1.5848161782024885}]
[678,{"$f":"'Results Numerical'!EM303/SUMPRODUCT('Results Numerical'!$EM$5:$EM$405,CMF!$C$3:$C$403)*100","v":0.41081266479439399},null,null,null,3.7647668742962379,null,null,null,16787431697.815535,{"$f":"J303/SUMPRODUCT(CMF!$C$3:$C$403,$J$5:$J$405)*100","v":3.7647668742962379},null,82.02,-13.68,10.119999999999999,null,null,null,171.82793415121432,{"$f":"S303/SUMPRODUCT($S$5:$S$405,CMF!$C$3:$C$403)*100","v":1.5833003916975397}]
[679,{"$f":"'Results Numerical'!EM304/SUMPRODUCT('Results Numerical'!$EM$5:$EM$405,CMF!$C$3:$C$403)*100","v":0.39932728048069804},null,null,null,3.8035063977962311,null,null,null,16960174692.661297,{"$f":"J304/SUMPRODUCT(CMF!$C$3:$C$403,$J$5:$J$405)*100","v":3.8035063977962311},null,81.66,-13.64,10.16,null,null,null,171.66343317267268,{"$f":"S304/SUMPRODUCT($S$5:$S$405,CMF!$C$3:$C$403)*100","v":1.5817846051925912}]
[680,{"$f":"'Results Numerical'!EM305/SUMPRODUCT('Results Numerical'!$EM$5:$EM$405,CMF!$C$3:$C$403)*100","v":0.38753637778037836},null,null,null,3.84248724796959,null,null,null,17133993784.694818,{"$f":"J305/SUMPRODUCT(CMF!$C$3:$C$403,$J$5:$J$405)*100","v":3.84248724796959},null,81.3,-13.6,10.199999999999999,null,null,null,171.49893219413104,{"$f":"S305/SUMPRODUCT($S$5:$S$405,CMF!$C$3:$C$403)*100","v":1.5802688186876424}]
[681,{"$f":"'Results Numerical'!EM306/SUMPRODUCT('Results Numerical'!$EM$5:$EM$405,CMF!$C$3:$C$403)*100","v":0.37501012392880573},null,null,null,3.8817094521283386,null,null,null,17308889095.702847,{"$f":"J306/SUMPRODUCT(CMF!$C$3:$C$403,$J$5:$J$405)*100","v":3.8817094521283386},null,80.36,-13.44,10.01,null,null,null,169.03697828746488,{"$f":"S306/SUMPRODUCT($S$5:$S$405,CMF!$C$3:$C$403)*100","v":1.5575832605796374}]
[682,{"$f":"'Results Numerical'!EM307/SUMPRODUCT('Results Numerical'!$EM$5:$EM$405,CMF!$C$3:$C$403)*100","v":0.36190654567768205},null,null,null,3.9211730266592983,null,null,null,17484860698.755688,{"$f":"J307/SUMPRODUCT(CMF!$C$3:$C$403,$J$5:$J$405)*100","v":3.9211730266592983},null,79.42,-13.28,9.82,null,null,null,166.57502438079874,{"$f":"S307/SUMPRODUCT($S$5:$S$405,CMF!$C$3:$C$403)*100","v":1.5348977024716326}]
[683,{"$f":"'Results Numerical'!EM308/SUMPRODUCT('Results Numerical'!$EM$5:$EM$405,CMF!$C$3:$C$403)*100","v":0.34886828515059515},null,null,null,3.9608779770405564,null,null,null,17661908618.280617,{"$f":"J308/SUMPRODUCT(CMF!$C$3:$C$403,$J$5:$J$405)*100","v":3.9608779770405564},null,78.48,-13.12,9.6300000000000008,null,null,null,164.11307047413257,{"$f":"S308/SUMPRODUCT($S$5:$S$405,CMF!$C$3:$C$403)*100","v":1.5122121443636276}]
[684,{"$f":"'Results Numerical'!EM309/SUMPRODUCT('Results Numerical'!$EM$5:$EM$405,CMF!$C$3:$C$403)*100","v":0.33653587744777691},null,null,null,4.0008242978588653,null,null,null,17840032830.139484,{"$f":"J309/SUMPRODUCT(CMF!$C$3:$C$403,$J$5:$J$405)*100","v":4.0008242978588653},null,77.540000000000006,-12.96,9.44,null,null,null,161.65111656746643,{"$f":"S309/SUMPRODUCT($S$5:$S$405,CMF!$C$3:$C$403)*100","v":1.4895265862556228}]
[685,{"$f":"'Results Numerical'!EM310/SUMPRODUCT('Results Numerical'!$EM$5:$EM$405,CMF!$C$3:$C$403)*100","v":0.32554775064610297},null,null,null,4.04101197282806,null,null,null,18019233261.710827,{"$f":"J310/SUMPRODUCT(CMF!$C$3:$C$403,$J$5:$J$405)*100","v":4.04101197282806},null,76.599999999999994,-12.8,9.25,null,null,null,159.18916266080026,{"$f":"S310/SUMPRODUCT($S$5:$S$405,CMF!$C$3:$C$403)*100","v":1.4668410281476179}]
[686,{"$f":"'Results Numerical'!EM311/SUMPRODUCT('Results Numerical'!$EM$5:$EM$405,CMF!$C$3:$C$403)*100","v":0.31597554353967838},null,null,null,4.0814409748084328,null,null,null,18199509791.976254,{"$f":"J311/SUMPRODUCT(CMF!$C$3:$C$403,$J$5:$J$405)*100","v":4.0814409748084328},null,75.66,-12.64,9.06,null,null,null,156.7272087541341,{"$f":"S311/SUMPRODUCT($S$5:$S$405,CMF!$C$3:$C$403)*100","v":1.4441554700396129}]
[687,{"$f":"'Results Numerical'!EM312/SUMPRODUCT('Results Numerical'!$EM$5:$EM$405,CMF!$C$3:$C$403)*100","v":0.3072524668457321},null,null,null,4.1221112658270025,null,null,null,18380862251.610863,{"$f":"J312/SUMPRODUCT(CMF!$C$3:$C$403,$J$5:$J$405)*100","v":4.1221112658270025},null,74.72,-12.48,8.8699999999999992,null,null,null,154.26525484746793,{"$f":"S312/SUMPRODUCT($S$5:$S$405,CMF!$C$3:$C$403)*100","v":1.4214699119316079}]
[688,{"$f":"'Results Numerical'!EM313/SUMPRODUCT('Results Numerical'!$EM$5:$EM$405,CMF!$C$3:$C$403)*100","v":0.29905193194408014},null,null,null,4.1630227970988347,null,null,null,18563290423.07827,{"$f":"J313/SUMPRODUCT(CMF!$C$3:$C$403,$J$5:$J$405)*100","v":4.1630227970988347},null,73.78,-12.32,8.68,null,null,null,151.80330094080176,{"$f":"S313/SUMPRODUCT($S$5:$S$405,CMF!$C$3:$C$403)*100","v":1.3987843538236029}]
[689,{"$f":"'Results Numerical'!EM314/SUMPRODUCT('Results Numerical'!$EM$5:$EM$405,CMF!$C$3:$C$403)*100","v":0.29104945723789466},null,null,null,4.204175509049203,null,null,null,18746794040.72945,{"$f":"J314/SUMPRODUCT(CMF!$C$3:$C$403,$J$5:$J$405)*100","v":4.204175509049203},null,72.84,-12.16,8.49,null,null,null,149.34134703413562,{"$f":"S314/SUMPRODUCT($S$5:$S$405,CMF!$C$3:$C$403)*100","v":1.3760987957155981}]
[690,{"$f":"'Results Numerical'!EM315/SUMPRODUCT('Results Numerical'!$EM$5:$EM$405,CMF!$C$3:$C$403)*100","v":0.28292477517705961},null,null,null,4.2455693313367018,null,null,null,18931372790.905792,{"$f":"J315/SUMPRODUCT(CMF!$C$3:$C$403,$J$5:$J$405)*100","v":4.2455693313367018},null,71.900000000000006,-12,8.3000000000000007,null,null,null,146.87939312746946,{"$f":"S315/SUMPRODUCT($S$5:$S$405,CMF!$C$3:$C$403)*100","v":1.3534132376075931}]
[691,{"$f":"'Results Numerical'!EM316/SUMPRODUCT('Results Numerical'!$EM$5:$EM$405,CMF!$C$3:$C$403)*100","v":0.27463153124774259},null,null,null,4.2872041828772991,null,null,null,19117026312.04636,{"$f":"J316/SUMPRODUCT(CMF!$C$3:$C$403,$J$5:$J$405)*100","v":4.2872041828772991},null,72.14,-12.13,8.43,null,null,null,148.19552701644378,{"$f":"S316/SUMPRODUCT($S$5:$S$405,CMF!$C$3:$C$403)*100","v":1.3655406912270123}]
[692,{"$f":"'Results Numerical'!EM317/SUMPRODUCT('Results Numerical'!$EM$5:$EM$405,CMF!$C$3:$C$403)*100","v":0.26638253480890206},null,null,null,4.3290799718692767,null,null,null,19303754194.799095,{"$f":"J317/SUMPRODUCT(CMF!$C$3:$C$403,$J$5:$J$405)*100","v":4.3290799718692767},null,72.38,-12.26,8.56,null,null,null,149.5116609054181,{"$f":"S317/SUMPRODUCT($S$5:$S$405,CMF!$C$3:$C$403)*100","v":1.3776681448464314}]
[693,{"$f":"'Results Numerical'!EM318/SUMPRODUCT('Results Numerical'!$EM$5:$EM$405,CMF!$C$3:$C$403)*100","v":0.25824310358457486},null,null,null,4.371196595819054,null,null,null,19491555982.135963,{"$f":"J318/SUMPRODUCT(CMF!$C$3:$C$403,$J$5:$J$405)*100","v":4.371196595819054},null,72.62,-12.39,8.69,null,null,null,150.82779479439242,{"$f":"S318/SUMPRODUCT($S$5:$S$405,CMF!$C$3:$C$403)*100","v":1.3897955984658503}]
[694,{"$f":"'Results Numerical'!EM319/SUMPRODUCT('Results Numerical'!$EM$5:$EM$405,CMF!$C$3:$C$403)*100","v":0.25027223422872974},null,null,null,4.4135539415678897,null,null,null,19680431169.472034,{"$f":"J319/SUMPRODUCT(CMF!$C$3:$C$403,$J$5:$J$405)*100","v":4.4135539415678897},null,72.86,-12.52,8.82,null,null,null,152.14392868336674,{"$f":"S319/SUMPRODUCT($S$5:$S$405,CMF!$C$3:$C$403)*100","v":1.4019230520852695}]
[695,{"$f":"'Results Numerical'!EM320/SUMPRODUCT('Results Numerical'!$EM$5:$EM$405,CMF!$C$3:$C$403)*100","v":0.24253735148875946},null,null,null,4.4561518853194935,null,null,null,19870379204.788593,{"$f":"J320/SUMPRODUCT(CMF!$C$3:$C$403,$J$5:$J$405)*100","v":4.4561518853194935},null,73.099999999999994,-12.65,8.9499999999999993,null,null,null,153.46006257234103,{"$f":"S320/SUMPRODUCT($S$5:$S$405,CMF!$C$3:$C$403)*100","v":1.4140505057046882}]
[696,{"$f":"'Results Numerical'!EM321/SUMPRODUCT('Results Numerical'!$EM$5:$EM$405,CMF!$C$3:$C$403)*100","v":0.23496892359391527},null,null,null,4.4989902926685001,null,null,null,20061399488.760117,{"$f":"J321/SUMPRODUCT(CMF!$C$3:$C$403,$J$5:$J$405)*100","v":4.4989902926685001},null,73.34,-12.78,9.08,null,null,null,154.77619646131538,{"$f":"S321/SUMPRODUCT($S$5:$S$405,CMF!$C$3:$C$403)*100","v":1.4261779593241077}]
[697,{"$f":"'Results Numerical'!EM322/SUMPRODUCT('Results Numerical'!$EM$5:$EM$405,CMF!$C$3:$C$403)*100","v":0.22751848900700844},null,null,null,4.5420690186297312,null,null,null,20253491374.884743,{"$f":"J322/SUMPRODUCT(CMF!$C$3:$C$403,$J$5:$J$405)*100","v":4.5420690186297312},null,73.58,-12.91,9.2100000000000009,null,null,null,156.0923303502897,{"$f":"S322/SUMPRODUCT($S$5:$S$405,CMF!$C$3:$C$403)*100","v":1.4383054129435267}]
[698,{"$f":"'Results Numerical'!EM323/SUMPRODUCT('Results Numerical'!$EM$5:$EM$405,CMF!$C$3:$C$403)*100","v":0.22026611461556808},null,null,null,4.5853879076684008,null,null,null,20446654169.618973,{"$f":"J323/SUMPRODUCT(CMF!$C$3:$C$403,$J$5:$J$405)*100","v":4.5853879076684008},null,73.819999999999993,-13.04,9.34,null,null,null,157.40846423926399,{"$f":"S323/SUMPRODUCT($S$5:$S$405,CMF!$C$3:$C$403)*100","v":1.4504328665629456}]
[699,{"$f":"'Results Numerical'!EM324/SUMPRODUCT('Results Numerical'!$EM$5:$EM$405,CMF!$C$3:$C$403)*100","v":0.21329186730712307},null,null,null,4.6289467937310604,null,null,null,20640887132.515652,{"$f":"J324/SUMPRODUCT(CMF!$C$3:$C$403,$J$5:$J$405)*100","v":4.6289467937310604},null,74.06,-13.17,9.4700000000000006,null,null,null,158.72459812823834,{"$f":"S324/SUMPRODUCT($S$5:$S$405,CMF!$C$3:$C$403)*100","v":1.4625603201823649}]
[700,{"$f":"'Results Numerical'!EM325/SUMPRODUCT('Results Numerical'!$EM$5:$EM$405,CMF!$C$3:$C$403)*100","v":0.20667370694584644},null,null,null,{"$f":"IF($D$12<4000,K325,IF($D$12>5000,T325,K325*(5000-$D$12)/1000+T325*($D$12-4000)/1000))","v":4.6727455002774576},null,null,null,{"$f":"3.7415E-16/((A325*0.000000001)^5)/(EXP(0.014388/(A325*0.000000001*$D$12))-1)","v":20836189476.366032},{"$f":"J325/SUMPRODUCT(CMF!$C$3:$C$403,$J$5:$J$405)*100","v":4.6727455002774576},null,74.3,-13.3,9.6,null,null,null,160.04073201721266,{"$f":"S325/SUMPRODUCT($S$5:$S$405,CMF!$C$3:$C$403)*100","v":1.4746877738017841}]
[701,{"$f":"'Results Numerical'!EM326/SUMPRODUCT('Results Numerical'!$EM$5:$EM$405,CMF!$C$3:$C$403)*100","v":0.20043691781201045},null,null,null,4.7167838403130995,null,null,null,21032560367.344959,{"$f":"J326/SUMPRODUCT(CMF!$C$3:$C$403,$J$5:$J$405)*100","v":4.7167838403130995},null,74.510000000000005,-13.26,9.49,null,null,null,159.45882389902835,{"$f":"S326/SUMPRODUCT($S$5:$S$405,CMF!$C$3:$C$403)*100","v":1.4693258089035597}]
[702,{"$f":"'Results Numerical'!EM327/SUMPRODUCT('Results Numerical'!$EM$5:$EM$405,CMF!$C$3:$C$403)*100","v":0.19449721897137406},null,null,null,4.7610616164227499,null,null,null,21229998925.160275,{"$f":"J327/SUMPRODUCT(CMF!$C$3:$C$403,$J$5:$J$405)*100","v":4.7610616164227499},null,74.72,-13.22,9.3800000000000008,null,null,null,158.87691578084403,{"$f":"S327/SUMPRODUCT($S$5:$S$405,CMF!$C$3:$C$403)*100","v":1.4639638440053353}]
[703,{"$f":"'Results Numerical'!EM328/SUMPRODUCT('Results Numerical'!$EM$5:$EM$405,CMF!$C$3:$C$403)*100","v":0.18877875758312035},null,null,null,4.8055786208046154,null,null,null,21428504223.205223,{"$f":"J328/SUMPRODUCT(CMF!$C$3:$C$403,$J$5:$J$405)*100","v":4.8055786208046154},null,74.930000000000007,-13.18,9.27,null,null,null,158.29500766265971,{"$f":"S328/SUMPRODUCT($S$5:$S$405,CMF!$C$3:$C$403)*100","v":1.4586018791071111}]
[704,{"$f":"'Results Numerical'!EM329/SUMPRODUCT('Results Numerical'!$EM$5:$EM$405,CMF!$C$3:$C$403)*100","v":0.18320568080643249},null,null,null,4.8503346353053391,null,null,null,21628075288.714504,{"$f":"J329/SUMPRODUCT(CMF!$C$3:$C$403,$J$5:$J$405)*100","v":4.8503346353053391},null,75.14,-13.14,9.16,null,null,null,157.7130995444754,{"$f":"S329/SUMPRODUCT($S$5:$S$405,CMF!$C$3:$C$403)*100","v":1.4532399142088868}]
[705,{"$f":"'Results Numerical'!EM330/SUMPRODUCT('Results Numerical'!$EM$5:$EM$405,CMF!$C$3:$C$403)*100","v":0.17770634984720546},null,null,null,4.8953294314557958,null,null,null,21828711102.923882,{"$f":"J330/SUMPRODUCT(CMF!$C$3:$C$403,$J$5:$J$405)*100","v":4.8953294314557958},null,75.349999999999994,-13.1,9.0500000000000007,null,null,null,157.13119142629108,{"$f":"S330/SUMPRODUCT($S$5:$S$405,CMF!$C$3:$C$403)*100","v":1.4478779493106626}]
[706,{"$f":"'Results Numerical'!EM331/SUMPRODUCT('Results Numerical'!$EM$5:$EM$405,CMF!$C$3:$C$403)*100","v":0.17221333995804652},null,null,null,4.9405627705076478,null,null,null,22030410601.2332,{"$f":"J331/SUMPRODUCT(CMF!$C$3:$C$403,$J$5:$J$405)*100","v":4.9405627705076478},null,75.56,-13.06,8.94,null,null,null,156.54928330810674,{"$f":"S331/SUMPRODUCT($S$5:$S$405,CMF!$C$3:$C$403)*100","v":1.442515984412438}]
[707,{"$f":"'Results Numerical'!EM332/SUMPRODUCT('Results Numerical'!$EM$5:$EM$405,CMF!$C$3:$C$403)*100","v":0.16677511267614425},null,null,null,4.9860344034706028,null,null,null,22233172673.372513,{"$f":"J332/SUMPRODUCT(CMF!$C$3:$C$403,$J$5:$J$405)*100","v":4.9860344034706028},null,75.77,-13.02,8.83,null,null,null,155.96737518992245,{"$f":"S332/SUMPRODUCT($S$5:$S$405,CMF!$C$3:$C$403)*100","v":1.4371540195142138}]
[708,{"$f":"'Results Numerical'!EM333/SUMPRODUCT('Results Numerical'!$EM$5:$EM$405,CMF!$C$3:$C$403)*100","v":0.16147384191238365},null,null,null,5.0317440711504471,null,null,null,22436996163.571671,{"$f":"J333/SUMPRODUCT(CMF!$C$3:$C$403,$J$5:$J$405)*100","v":5.0317440711504471},null,75.98,-12.98,8.7200000000000006,null,null,null,155.38546707173813,{"$f":"S333/SUMPRODUCT($S$5:$S$405,CMF!$C$3:$C$403)*100","v":1.4317920546159897}]
[709,{"$f":"'Results Numerical'!EM334/SUMPRODUCT('Results Numerical'!$EM$5:$EM$405,CMF!$C$3:$C$403)*100","v":0.15639802264771782},null,null,null,5.0776915041878352,null,null,null,22641879870.733299,{"$f":"J334/SUMPRODUCT(CMF!$C$3:$C$403,$J$5:$J$405)*100","v":5.0776915041878352},null,76.19,-12.94,8.61,null,null,null,154.80355895355379,{"$f":"S334/SUMPRODUCT($S$5:$S$405,CMF!$C$3:$C$403)*100","v":1.4264300897177651}]
[710,{"$f":"'Results Numerical'!EM335/SUMPRODUCT('Results Numerical'!$EM$5:$EM$405,CMF!$C$3:$C$403)*100","v":0.15163193581638773},null,null,null,5.1238764230977818,null,null,null,22847822548.608887,{"$f":"J335/SUMPRODUCT(CMF!$C$3:$C$403,$J$5:$J$405)*100","v":5.1238764230977818},null,76.400000000000006,-12.9,8.5,null,null,null,154.22165083536947,{"$f":"S335/SUMPRODUCT($S$5:$S$405,CMF!$C$3:$C$403)*100","v":1.4210681248195407}]
[711,{"$f":"'Results Numerical'!EM336/SUMPRODUCT('Results Numerical'!$EM$5:$EM$405,CMF!$C$3:$C$403)*100","v":0.14722193593222599},null,null,null,5.1702985383097744,null,null,null,23054822905.977665,{"$f":"J336/SUMPRODUCT(CMF!$C$3:$C$403,$J$5:$J$405)*100","v":5.1702985383097744},null,75.09,-12.67,8.35,null,null,null,151.53433878832689,{"$f":"S336/SUMPRODUCT($S$5:$S$405,CMF!$C$3:$C$403)*100","v":1.3963060147603485}]
[712,{"$f":"'Results Numerical'!EM337/SUMPRODUCT('Results Numerical'!$EM$5:$EM$405,CMF!$C$3:$C$403)*100","v":0.14308374206099156},null,null,null,5.2169575502088001,null,null,null,23262879606.829525,{"$f":"J337/SUMPRODUCT(CMF!$C$3:$C$403,$J$5:$J$405)*100","v":5.2169575502088001},null,73.78,-12.44,8.1999999999999993,null,null,null,148.84702674128431,{"$f":"S337/SUMPRODUCT($S$5:$S$405,CMF!$C$3:$C$403)*100","v":1.3715439047011559}]
[713,{"$f":"'Results Numerical'!EM338/SUMPRODUCT('Results Numerical'!$EM$5:$EM$405,CMF!$C$3:$C$403)*100","v":0.13910568196481507},null,null,null,5.2638531491767999,null,null,null,23471991270.549904,{"$f":"J338/SUMPRODUCT(CMF!$C$3:$C$403,$J$5:$J$405)*100","v":5.2638531491767999},null,72.47,-12.21,8.0500000000000007,null,null,null,146.15971469424176,{"$f":"S338/SUMPRODUCT($S$5:$S$405,CMF!$C$3:$C$403)*100","v":1.3467817946419638}]
[714,{"$f":"'Results Numerical'!EM339/SUMPRODUCT('Results Numerical'!$EM$5:$EM$405,CMF!$C$3:$C$403)*100","v":0.13518451149925129},null,null,null,5.3109850156350378,null,null,null,23682156472.108665,{"$f":"J339/SUMPRODUCT(CMF!$C$3:$C$403,$J$5:$J$405)*100","v":5.3109850156350378},null,71.16,-11.98,7.9,null,null,null,143.47240264719915,{"$f":"S339/SUMPRODUCT($S$5:$S$405,CMF!$C$3:$C$403)*100","v":1.3220196845827712}]
[715,{"$f":"'Results Numerical'!EM340/SUMPRODUCT('Results Numerical'!$EM$5:$EM$405,CMF!$C$3:$C$403)*100","v":0.13120855842643087},null,null,null,5.358352820086937,null,null,null,23893373742.25116,{"$f":"J340/SUMPRODUCT(CMF!$C$3:$C$403,$J$5:$J$405)*100","v":5.358352820086937},null,69.849999999999994,-11.75,7.75,null,null,null,140.78509060015656,{"$f":"S340/SUMPRODUCT($S$5:$S$405,CMF!$C$3:$C$403)*100","v":1.2972575745235786}]
[716,{"$f":"'Results Numerical'!EM341/SUMPRODUCT('Results Numerical'!$EM$5:$EM$405,CMF!$C$3:$C$403)*100","v":0.12713568227923322},null,null,null,5.4059562231617484,null,null,null,24105641567.692905,{"$f":"J341/SUMPRODUCT(CMF!$C$3:$C$403,$J$5:$J$405)*100","v":5.4059562231617484},null,68.540000000000006,-11.52,7.6,null,null,null,138.09777855311401,{"$f":"S341/SUMPRODUCT($S$5:$S$405,CMF!$C$3:$C$403)*100","v":1.2724954644643867}]
[717,{"$f":"'Results Numerical'!EM342/SUMPRODUCT('Results Numerical'!$EM$5:$EM$405,CMF!$C$3:$C$403)*100","v":0.1230375218517633},null,null,null,5.4537948756587822,null,null,null,24318958391.316841,{"$f":"J342/SUMPRODUCT(CMF!$C$3:$C$403,$J$5:$J$405)*100","v":5.4537948756587822},null,67.23,-11.29,7.45,null,null,null,135.41046650607143,{"$f":"S342/SUMPRODUCT($S$5:$S$405,CMF!$C$3:$C$403)*100","v":1.2477333544051941}]
[718,{"$f":"'Results Numerical'!EM343/SUMPRODUCT('Results Numerical'!$EM$5:$EM$405,CMF!$C$3:$C$403)*100","v":0.11897939486805784},null,null,null,5.5018684185922107,null,null,null,24533322612.373104,{"$f":"J343/SUMPRODUCT(CMF!$C$3:$C$403,$J$5:$J$405)*100","v":5.5018684185922107},null,65.92,-11.06,7.3,null,null,null,132.72315445902882,{"$f":"S343/SUMPRODUCT($S$5:$S$405,CMF!$C$3:$C$403)*100","v":1.2229712443460015}]
[719,{"$f":"'Results Numerical'!EM344/SUMPRODUCT('Results Numerical'!$EM$5:$EM$405,CMF!$C$3:$C$403)*100","v":0.11502451202879764},null,null,null,5.5501764832366884,null,null,null,24748732586.682449,{"$f":"J344/SUMPRODUCT(CMF!$C$3:$C$403,$J$5:$J$405)*100","v":5.5501764832366884},null,64.61,-10.83,7.15,null,null,null,130.03584241198627,{"$f":"S344/SUMPRODUCT($S$5:$S$405,CMF!$C$3:$C$403)*100","v":1.1982091342868093}]
[720,{"$f":"'Results Numerical'!EM345/SUMPRODUCT('Results Numerical'!$EM$5:$EM$405,CMF!$C$3:$C$403)*100","v":0.11124029808137553},null,null,null,5.5987186911733815,null,null,null,24965186626.841503,{"$f":"J345/SUMPRODUCT(CMF!$C$3:$C$403,$J$5:$J$405)*100","v":5.5987186911733815},null,63.3,-10.6,7,null,null,null,127.34853036494367,{"$f":"S345/SUMPRODUCT($S$5:$S$405,CMF!$C$3:$C$403)*100","v":1.1734470242276167}]
[721,{"$f":"'Results Numerical'!EM346/SUMPRODUCT('Results Numerical'!$EM$5:$EM$405,CMF!$C$3:$C$403)*100","v":0.10755300720833059},null,null,null,5.6474946543367484,null,null,null,25182683002.431362,{"$f":"J346/SUMPRODUCT(CMF!$C$3:$C$403,$J$5:$J$405)*100","v":5.6474946543367484},null,64.14,-10.7,7.06,null,null,null,128.75301709358331,{"$f":"S346/SUMPRODUCT($S$5:$S$405,CMF!$C$3:$C$403)*100","v":1.1863886009192866}]
[722,{"$f":"'Results Numerical'!EM347/SUMPRODUCT('Results Numerical'!$EM$5:$EM$405,CMF!$C$3:$C$403)*100","v":0.10391207084911823},null,null,null,5.6965039750618462,null,null,null,25401219940.228531,{"$f":"J347/SUMPRODUCT(CMF!$C$3:$C$403,$J$5:$J$405)*100","v":5.6965039750618462},null,64.98,-10.8,7.12,null,null,null,130.15750382222296,{"$f":"S347/SUMPRODUCT($S$5:$S$405,CMF!$C$3:$C$403)*100","v":1.1993301776109566}]
[723,{"$f":"'Results Numerical'!EM348/SUMPRODUCT('Results Numerical'!$EM$5:$EM$405,CMF!$C$3:$C$403)*100","v":0.10040809100804754},null,null,null,5.7457462461322679,null,null,null,25620795624.418682,{"$f":"J348/SUMPRODUCT(CMF!$C$3:$C$403,$J$5:$J$405)*100","v":5.7457462461322679},null,65.819999999999993,-10.9,7.18,null,null,null,131.56199055086256,{"$f":"S348/SUMPRODUCT($S$5:$S$405,CMF!$C$3:$C$403)*100","v":1.212271754302626}]
[724,{"$f":"'Results Numerical'!EM349/SUMPRODUCT('Results Numerical'!$EM$5:$EM$405,CMF!$C$3:$C$403)*100","v":9.7137990759495668E-2},null,null,null,5.7952210508285997,null,null,null,25841408196.81274,{"$f":"J349/SUMPRODUCT(CMF!$C$3:$C$403,$J$5:$J$405)*100","v":5.7952210508285997},null,66.66,-11,7.24,null,null,null,132.96647727950221,{"$f":"S349/SUMPRODUCT($S$5:$S$405,CMF!$C$3:$C$403)*100","v":1.2252133309942961}]
[725,{"$f":"'Results Numerical'!EM350/SUMPRODUCT('Results Numerical'!$EM$5:$EM$405,CMF!$C$3:$C$403)*100","v":9.4192372107771788E-2},null,null,null,5.8449279629775228,null,null,null,26063055757.065819,{"$f":"J350/SUMPRODUCT(CMF!$C$3:$C$403,$J$5:$J$405)*100","v":5.8449279629775228},null,67.5,-11.1,7.3,null,null,null,134.37096400814187,{"$f":"S350/SUMPRODUCT($S$5:$S$405,CMF!$C$3:$C$403)*100","v":1.2381549076859659}]
[726,{"$f":"'Results Numerical'!EM351/SUMPRODUCT('Results Numerical'!$EM$5:$EM$405,CMF!$C$3:$C$403)*100","v":9.1621803613420469E-2},null,null,null,5.8948665470013966,null,null,null,26285736362.898315,{"$f":"J351/SUMPRODUCT(CMF!$C$3:$C$403,$J$5:$J$405)*100","v":5.8948665470013966},null,68.34,-11.2,7.36,null,null,null,135.77545073678149,{"$f":"S351/SUMPRODUCT($S$5:$S$405,CMF!$C$3:$C$403)*100","v":1.2510964843776358}]
[727,{"$f":"'Results Numerical'!EM352/SUMPRODUCT('Results Numerical'!$EM$5:$EM$405,CMF!$C$3:$C$403)*100","v":8.9320934108640435E-2},null,null,null,5.9450363579684451,null,null,null,26509448030.31971,{"$f":"J352/SUMPRODUCT(CMF!$C$3:$C$403,$J$5:$J$405)*100","v":5.9450363579684451},null,69.180000000000007,-11.3,7.42,null,null,null,137.17993746542115,{"$f":"S352/SUMPRODUCT($S$5:$S$405,CMF!$C$3:$C$403)*100","v":1.2640380610693056}]
[728,{"$f":"'Results Numerical'!EM353/SUMPRODUCT('Results Numerical'!$EM$5:$EM$405,CMF!$C$3:$C$403)*100","v":8.7152807075290009E-2},null,null,null,5.9954369416434012,null,null,null,26734188733.854382,{"$f":"J353/SUMPRODUCT(CMF!$C$3:$C$403,$J$5:$J$405)*100","v":5.9954369416434012},null,70.02,-11.4,7.48,null,null,null,138.58442419406077,{"$f":"S353/SUMPRODUCT($S$5:$S$405,CMF!$C$3:$C$403)*100","v":1.2769796377609755}]
[729,{"$f":"'Results Numerical'!EM354/SUMPRODUCT('Results Numerical'!$EM$5:$EM$405,CMF!$C$3:$C$403)*100","v":8.4978358971871504E-2},null,null,null,6.0460678345388059,null,null,null,26959956406.770359,{"$f":"J354/SUMPRODUCT(CMF!$C$3:$C$403,$J$5:$J$405)*100","v":6.0460678345388059},null,70.86,-11.5,7.54,null,null,null,139.98891092270043,{"$f":"S354/SUMPRODUCT($S$5:$S$405,CMF!$C$3:$C$403)*100","v":1.2899212144526453}]
[730,{"$f":"'Results Numerical'!EM355/SUMPRODUCT('Results Numerical'!$EM$5:$EM$405,CMF!$C$3:$C$403)*100","v":8.2658526256887244E-2},null,null,null,6.0969285639666904,null,null,null,27186748941.309776,{"$f":"J355/SUMPRODUCT(CMF!$C$3:$C$403,$J$5:$J$405)*100","v":6.0969285639666904},null,71.7,-11.6,7.6,null,null,null,141.39339765134005,{"$f":"S355/SUMPRODUCT($S$5:$S$405,CMF!$C$3:$C$403)*100","v":1.3028627911443151}]
[731,{"$f":"'Results Numerical'!EM356/SUMPRODUCT('Results Numerical'!$EM$5:$EM$405,CMF!$C$3:$C$403)*100","v":8.0102706926028111E-2},null,null,null,6.1480186480908721,null,null,null,27414564188.92207,{"$f":"J356/SUMPRODUCT(CMF!$C$3:$C$403,$J$5:$J$405)*100","v":6.1480186480908721},null,72.23,-11.66,7.64,null,null,null,{"$f":"M356+N356*R$15+O356*R$16","v":142.28842054558098},{"$f":"S356/SUMPRODUCT($S$5:$S$405,CMF!$C$3:$C$403)*100","v":1.3111099373724879}]
[732,{"$f":"'Results Numerical'!EM357/SUMPRODUCT('Results Numerical'!$EM$5:$EM$405,CMF!$C$3:$C$403)*100","v":7.7399395960247169E-2},null,null,null,6.1993375959796424,null,null,null,27643399960.498905,{"$f":"J357/SUMPRODUCT(CMF!$C$3:$C$403,$J$5:$J$405)*100","v":6.1993375959796424},null,72.760000000000005,-11.72,7.68,null,null,null,143.1834434398219,{"$f":"S357/SUMPRODUCT($S$5:$S$405,CMF!$C$3:$C$403)*100","v":1.3193570836006607}]
[733,{"$f":"'Results Numerical'!EM358/SUMPRODUCT('Results Numerical'!$EM$5:$EM$405,CMF!$C$3:$C$403)*100","v":7.4681335830974041E-2},null,null,null,6.2508849076590138,null,null,null,27873254026.611626,{"$f":"J358/SUMPRODUCT(CMF!$C$3:$C$403,$J$5:$J$405)*100","v":6.2508849076590138},null,73.290000000000006,-11.78,7.72,null,null,null,144.07846633406282,{"$f":"S358/SUMPRODUCT($S$5:$S$405,CMF!$C$3:$C$403)*100","v":1.3276042298288337}]
[734,{"$f":"'Results Numerical'!EM359/SUMPRODUCT('Results Numerical'!$EM$5:$EM$405,CMF!$C$3:$C$403)*100","v":7.2085483056350402E-2},null,null,null,6.3026600741664938,null,null,null,28104124117.751015,{"$f":"J359/SUMPRODUCT(CMF!$C$3:$C$403,$J$5:$J$405)*100","v":6.3026600741664938},null,73.819999999999993,-11.84,7.76,null,null,null,144.97348922830372,{"$f":"S359/SUMPRODUCT($S$5:$S$405,CMF!$C$3:$C$403)*100","v":1.3358513760570063}]
[735,{"$f":"'Results Numerical'!EM360/SUMPRODUCT('Results Numerical'!$EM$5:$EM$405,CMF!$C$3:$C$403)*100","v":6.9746687131161916E-2},null,null,null,6.354662577605132,null,null,null,28336007924.568333,{"$f":"J360/SUMPRODUCT(CMF!$C$3:$C$403,$J$5:$J$405)*100","v":6.354662577605132},null,74.349999999999994,-11.9,7.8,null,null,null,145.86851212254464,{"$f":"S360/SUMPRODUCT($S$5:$S$405,CMF!$C$3:$C$403)*100","v":1.3440985222851791}]
[736,{"$f":"'Results Numerical'!EM361/SUMPRODUCT('Results Numerical'!$EM$5:$EM$405,CMF!$C$3:$C$403)*100","v":6.7664948055408528E-2},null,null,null,6.4068918911982573,null,null,null,28568903098.119362,{"$f":"J361/SUMPRODUCT(CMF!$C$3:$C$403,$J$5:$J$405)*100","v":6.4068918911982573},null,74.88,-11.96,7.84,null,null,null,146.76353501678557,{"$f":"S361/SUMPRODUCT($S$5:$S$405,CMF!$C$3:$C$403)*100","v":1.3523456685133519}]
[737,{"$f":"'Results Numerical'!EM362/SUMPRODUCT('Results Numerical'!$EM$5:$EM$405,CMF!$C$3:$C$403)*100","v":6.5730700614576976E-2},null,null,null,6.4593474793444949,null,null,null,28802807250.109734,{"$f":"J362/SUMPRODUCT(CMF!$C$3:$C$403,$J$5:$J$405)*100","v":6.4593474793444949},null,75.41,-12.02,7.88,null,null,null,147.65855791102649,{"$f":"S362/SUMPRODUCT($S$5:$S$405,CMF!$C$3:$C$403)*100","v":1.3605928147415247}]
[738,{"$f":"'Results Numerical'!EM363/SUMPRODUCT('Results Numerical'!$EM$5:$EM$405,CMF!$C$3:$C$403)*100","v":6.3906018388258726E-2},null,null,null,6.512028797673322,null,null,null,29037717953.142681,{"$f":"J363/SUMPRODUCT(CMF!$C$3:$C$403,$J$5:$J$405)*100","v":6.512028797673322},null,75.94,-12.08,7.92,null,null,null,148.55358080526742,{"$f":"S363/SUMPRODUCT($S$5:$S$405,CMF!$C$3:$C$403)*100","v":1.3688399609696977}]
[739,{"$f":"'Results Numerical'!EM364/SUMPRODUCT('Results Numerical'!$EM$5:$EM$405,CMF!$C$3:$C$403)*100","v":6.2148760909333328E-2},null,null,null,6.5649352931009544,null,null,null,29273632740.968201,{"$f":"J364/SUMPRODUCT(CMF!$C$3:$C$403,$J$5:$J$405)*100","v":6.5649352931009544},null,76.47,-12.14,7.96,null,null,null,149.44860369950834,{"$f":"S364/SUMPRODUCT($S$5:$S$405,CMF!$C$3:$C$403)*100","v":1.3770871071978705}]
[740,{"$f":"'Results Numerical'!EM365/SUMPRODUCT('Results Numerical'!$EM$5:$EM$405,CMF!$C$3:$C$403)*100","v":6.0423108780748296E-2},null,null,null,6.6180664038867727,null,null,null,29510549108.73473,{"$f":"J365/SUMPRODUCT(CMF!$C$3:$C$403,$J$5:$J$405)*100","v":6.6180664038867727},null,77,-12.2,8,null,null,null,150.34362659374926,{"$f":"S365/SUMPRODUCT($S$5:$S$405,CMF!$C$3:$C$403)*100","v":1.3853342534260433}]
[741,{"$f":"'Results Numerical'!EM366/SUMPRODUCT('Results Numerical'!$EM$5:$EM$405,CMF!$C$3:$C$403)*100","v":5.8754346282775954E-2},null,null,null,6.671421559690045,null,null,null,29748464513.241993,{"$f":"J366/SUMPRODUCT(CMF!$C$3:$C$403,$J$5:$J$405)*100","v":6.671421559690045},null,75.819999999999993,-12,7.87,null,null,null,147.96882599382712,{"$f":"S366/SUMPRODUCT($S$5:$S$405,CMF!$C$3:$C$403)*100","v":1.3634517653507847}]
[742,{"$f":"'Results Numerical'!EM367/SUMPRODUCT('Results Numerical'!$EM$5:$EM$405,CMF!$C$3:$C$403)*100","v":5.7159329602264525E-2},null,null,null,6.7250001816270899,null,null,null,29987376373.195969,{"$f":"J367/SUMPRODUCT(CMF!$C$3:$C$403,$J$5:$J$405)*100","v":6.7250001816270899},null,74.64,-11.8,7.74,null,null,null,145.59402539390501,{"$f":"S367/SUMPRODUCT($S$5:$S$405,CMF!$C$3:$C$403)*100","v":1.3415692772755263}]
[743,{"$f":"'Results Numerical'!EM368/SUMPRODUCT('Results Numerical'!$EM$5:$EM$405,CMF!$C$3:$C$403)*100","v":5.5600132318805527E-2},null,null,null,6.7788016823288668,null,null,null,30227282069.465645,{"$f":"J368/SUMPRODUCT(CMF!$C$3:$C$403,$J$5:$J$405)*100","v":6.7788016823288668},null,73.459999999999994,-11.6,7.61,null,null,null,143.21922479398287,{"$f":"S368/SUMPRODUCT($S$5:$S$405,CMF!$C$3:$C$403)*100","v":1.3196867892002677}]
[744,{"$f":"'Results Numerical'!EM369/SUMPRODUCT('Results Numerical'!$EM$5:$EM$405,CMF!$C$3:$C$403)*100","v":5.4036720988634469E-2},null,null,null,6.8328254659989112,null,null,null,30468178945.341381,{"$f":"J369/SUMPRODUCT(CMF!$C$3:$C$403,$J$5:$J$405)*100","v":6.8328254659989112},null,72.28,-11.4,7.48,null,null,null,140.84442419406076,{"$f":"S369/SUMPRODUCT($S$5:$S$405,CMF!$C$3:$C$403)*100","v":1.2978043011250093}]
[745,{"$f":"'Results Numerical'!EM370/SUMPRODUCT('Results Numerical'!$EM$5:$EM$405,CMF!$C$3:$C$403)*100","v":5.242906216798688E-2},null,null,null,6.8870709284715836,null,null,null,30710064306.794643,{"$f":"J370/SUMPRODUCT(CMF!$C$3:$C$403,$J$5:$J$405)*100","v":6.8870709284715836},null,71.099999999999994,-11.2,7.35,null,null,null,138.46962359413865,{"$f":"S370/SUMPRODUCT($S$5:$S$405,CMF!$C$3:$C$403)*100","v":1.2759218130497509}]
[746,{"$f":"'Results Numerical'!EM371/SUMPRODUCT('Results Numerical'!$EM$5:$EM$405,CMF!$C$3:$C$403)*100","v":5.0680232782485568E-2},null,null,null,6.9415374572708206,null,null,null,30952935422.739956,{"$f":"J371/SUMPRODUCT(CMF!$C$3:$C$403,$J$5:$J$405)*100","v":6.9415374572708206},null,69.92,-11,7.22,null,null,null,136.09482299421654,{"$f":"S371/SUMPRODUCT($S$5:$S$405,CMF!$C$3:$C$403)*100","v":1.2540393249744926}]
[747,{"$f":"'Results Numerical'!EM372/SUMPRODUCT('Results Numerical'!$EM$5:$EM$405,CMF!$C$3:$C$403)*100","v":4.8815517112402854E-2},null,null,null,6.9962244316691029,null,null,null,31196789525.297897,{"$f":"J372/SUMPRODUCT(CMF!$C$3:$C$403,$J$5:$J$405)*100","v":6.9962244316691029},null,68.739999999999995,-10.8,7.09,null,null,null,133.7200223942944,{"$f":"S372/SUMPRODUCT($S$5:$S$405,CMF!$C$3:$C$403)*100","v":1.2321568368992339}]
[748,{"$f":"'Results Numerical'!EM373/SUMPRODUCT('Results Numerical'!$EM$5:$EM$405,CMF!$C$3:$C$403)*100","v":4.6980299769304484E-2},null,null,null,7.0511312227468412,null,null,null,31441623810.059834,{"$f":"J373/SUMPRODUCT(CMF!$C$3:$C$403,$J$5:$J$405)*100","v":7.0511312227468412},null,67.56,-10.6,6.96,null,null,null,131.34522179437229,{"$f":"S373/SUMPRODUCT($S$5:$S$405,CMF!$C$3:$C$403)*100","v":1.2102743488239756}]
[749,{"$f":"'Results Numerical'!EM374/SUMPRODUCT('Results Numerical'!$EM$5:$EM$405,CMF!$C$3:$C$403)*100","v":4.531996536475625E-2},null,null,null,7.1062571934520484,null,null,null,31687435436.354073,{"$f":"J374/SUMPRODUCT(CMF!$C$3:$C$403,$J$5:$J$405)*100","v":7.1062571934520484},null,66.38,-10.4,6.83,null,null,null,128.97042119445018,{"$f":"S374/SUMPRODUCT($S$5:$S$405,CMF!$C$3:$C$403)*100","v":1.1883918607487172}]
[750,{"$f":"'Results Numerical'!EM375/SUMPRODUCT('Results Numerical'!$EM$5:$EM$405,CMF!$C$3:$C$403)*100","v":4.3979898510323918E-2},null,null,null,7.1616016986603857,null,null,null,31934221527.513584,{"$f":"J375/SUMPRODUCT(CMF!$C$3:$C$403,$J$5:$J$405)*100","v":7.1616016986603857},null,65.2,-10.199999999999999,6.7,null,null,null,126.59562059452804,{"$f":"S375/SUMPRODUCT($S$5:$S$405,CMF!$C$3:$C$403)*100","v":1.1665093726734586}]
[751,{"$f":"'Results Numerical'!EM376/SUMPRODUCT('Results Numerical'!$EM$5:$EM$405,CMF!$C$3:$C$403)*100","v":4.2955885159295444E-2},null,null,null,7.2171640852355026,null,null,null,32181979171.145039,{"$f":"J376/SUMPRODUCT(CMF!$C$3:$C$403,$J$5:$J$405)*100","v":7.2171640852355026},null,63.45,-9.9600000000000009,6.55,null,null,null,123.45135616020721,{"$f":"S376/SUMPRODUCT($S$5:$S$405,CMF!$C$3:$C$403)*100","v":1.1375366964025575}]
[752,{"$f":"'Results Numerical'!EM377/SUMPRODUCT('Results Numerical'!$EM$5:$EM$405,CMF!$C$3:$C$403)*100","v":4.2096219630036964E-2},null,null,null,7.2729436920896511,null,null,null,32430705419.399136,{"$f":"J377/SUMPRODUCT(CMF!$C$3:$C$403,$J$5:$J$405)*100","v":7.2729436920896511},null,61.7,-9.7200000000000006,6.4,null,null,null,120.30709172588638,{"$f":"S377/SUMPRODUCT($S$5:$S$405,CMF!$C$3:$C$403)*100","v":1.1085640201316567}]
[753,{"$f":"'Results Numerical'!EM378/SUMPRODUCT('Results Numerical'!$EM$5:$EM$405,CMF!$C$3:$C$403)*100","v":4.1322942058375549E-2},null,null,null,7.3289398502446756,null,null,null,32680397289.242546,{"$f":"J378/SUMPRODUCT(CMF!$C$3:$C$403,$J$5:$J$405)*100","v":7.3289398502446756},null,59.95,-9.48,6.25,null,null,null,117.16282729156555,{"$f":"S378/SUMPRODUCT($S$5:$S$405,CMF!$C$3:$C$403)*100","v":1.0795913438607556}]
[754,{"$f":"'Results Numerical'!EM379/SUMPRODUCT('Results Numerical'!$EM$5:$EM$405,CMF!$C$3:$C$403)*100","v":4.0555985556782199E-2},null,null,null,7.3851518828931724,null,null,null,32931051762.730606,{"$f":"J379/SUMPRODUCT(CMF!$C$3:$C$403,$J$5:$J$405)*100","v":7.3851518828931724},null,58.2,-9.24,6.1,null,null,null,114.0185628572447,{"$f":"S379/SUMPRODUCT($S$5:$S$405,CMF!$C$3:$C$403)*100","v":1.0506186675898546}]
[755,{"$f":"'Results Numerical'!EM380/SUMPRODUCT('Results Numerical'!$EM$5:$EM$405,CMF!$C$3:$C$403)*100","v":3.9717390261083979E-2},null,null,null,7.4415791054600557,null,null,null,33182665787.281879,{"$f":"J380/SUMPRODUCT(CMF!$C$3:$C$403,$J$5:$J$405)*100","v":7.4415791054600557},null,56.45,-9,5.95,null,null,null,110.87429842292389,{"$f":"S380/SUMPRODUCT($S$5:$S$405,CMF!$C$3:$C$403)*100","v":1.0216459913189539}]
[756,{"$f":"'Results Numerical'!EM381/SUMPRODUCT('Results Numerical'!$EM$5:$EM$405,CMF!$C$3:$C$403)*100","v":3.8762908680804349E-2},null,null,null,7.4982208256643164,null,null,null,33435236275.953518,{"$f":"J381/SUMPRODUCT(CMF!$C$3:$C$403,$J$5:$J$405)*100","v":7.4982208256643164},null,54.7,-8.76,5.8,null,null,null,107.73003398860303,{"$f":"S381/SUMPRODUCT($S$5:$S$405,CMF!$C$3:$C$403)*100","v":0.99267331504805278}]
[757,{"$f":"'Results Numerical'!EM382/SUMPRODUCT('Results Numerical'!$EM$5:$EM$405,CMF!$C$3:$C$403)*100","v":3.7743109376487914E-2},null,null,null,7.5550763435810593,null,null,null,33688760107.717915,{"$f":"J382/SUMPRODUCT(CMF!$C$3:$C$403,$J$5:$J$405)*100","v":7.5550763435810593},null,52.95,-8.52,5.65,null,null,null,104.58576955428219,{"$f":"S382/SUMPRODUCT($S$5:$S$405,CMF!$C$3:$C$403)*100","v":0.96370063877715184}]
[758,{"$f":"'Results Numerical'!EM383/SUMPRODUCT('Results Numerical'!$EM$5:$EM$405,CMF!$C$3:$C$403)*100","v":3.6721203048815466E-2},null,null,null,7.6121449517038418,null,null,null,33943234127.740654,{"$f":"J383/SUMPRODUCT(CMF!$C$3:$C$403,$J$5:$J$405)*100","v":7.6121449517038418},null,51.2,-8.2799999999999994,5.5,null,null,null,101.44150511996136,{"$f":"S383/SUMPRODUCT($S$5:$S$405,CMF!$C$3:$C$403)*100","v":0.9347279625062509}]
[759,{"$f":"'Results Numerical'!EM384/SUMPRODUCT('Results Numerical'!$EM$5:$EM$405,CMF!$C$3:$C$403)*100","v":3.576461444517981E-2},null,null,null,7.6694259350071059,null,null,null,34198655147.658924,{"$f":"J384/SUMPRODUCT(CMF!$C$3:$C$403,$J$5:$J$405)*100","v":7.6694259350071059},null,49.45,-8.0399999999999991,5.35,null,null,null,98.297240685640503,{"$f":"S384/SUMPRODUCT($S$5:$S$405,CMF!$C$3:$C$403)*100","v":0.90575528623534962}]
[760,{"$f":"'Results Numerical'!EM385/SUMPRODUCT('Results Numerical'!$EM$5:$EM$405,CMF!$C$3:$C$403)*100","v":3.4932340219549669E-2},null,null,null,7.7269185710090742,null,null,null,34455019945.861954,{"$f":"J385/SUMPRODUCT(CMF!$C$3:$C$403,$J$5:$J$405)*100","v":7.7269185710090742},null,47.7,-7.8,5.2,null,null,null,95.152976251319672,{"$f":"S385/SUMPRODUCT($S$5:$S$405,CMF!$C$3:$C$403)*100","v":0.87678260996444868}]
[761,{"$f":"'Results Numerical'!EM386/SUMPRODUCT('Results Numerical'!$EM$5:$EM$405,CMF!$C$3:$C$403)*100","v":3.4268627862401591E-2},null,null,null,7.784622129834684,null,null,null,34712325267.771667,{"$f":"J386/SUMPRODUCT(CMF!$C$3:$C$403,$J$5:$J$405)*100","v":7.784622129834684},null,49.79,-8.14,5.42,null,null,null,99.267554556922988,{"$f":"S386/SUMPRODUCT($S$5:$S$405,CMF!$C$3:$C$403)*100","v":0.91469619761893828}]
[762,{"$f":"'Results Numerical'!EM387/SUMPRODUCT('Results Numerical'!$EM$5:$EM$405,CMF!$C$3:$C$403)*100","v":3.3712373696410808E-2},null,null,null,7.8425358742788598,null,null,null,34970567826.124786,{"$f":"J387/SUMPRODUCT(CMF!$C$3:$C$403,$J$5:$J$405)*100","v":7.8425358742788598},null,51.88,-8.48,5.64,null,null,null,103.3821328625263,{"$f":"S387/SUMPRODUCT($S$5:$S$405,CMF!$C$3:$C$403)*100","v":0.95260978527342777}]
[763,{"$f":"'Results Numerical'!EM388/SUMPRODUCT('Results Numerical'!$EM$5:$EM$405,CMF!$C$3:$C$403)*100","v":3.3181403810692338E-2},null,null,null,7.9006590598698647,null,null,null,35229744301.255363,{"$f":"J388/SUMPRODUCT(CMF!$C$3:$C$403,$J$5:$J$405)*100","v":7.9006590598698647},null,53.97,-8.82,5.86,null,null,null,107.49671116812964,{"$f":"S388/SUMPRODUCT($S$5:$S$405,CMF!$C$3:$C$403)*100","v":0.99052337292791759}]
[764,{"$f":"'Results Numerical'!EM389/SUMPRODUCT('Results Numerical'!$EM$5:$EM$405,CMF!$C$3:$C$403)*100","v":3.2595651317717196E-2},null,null,null,{"$f":"IF($D$12<4000,K389,IF($D$12>5000,T389,K389*(5000-$D$12)/1000+T389*($D$12-4000)/1000))","v":7.9589909349330217},null,null,null,{"$f":"3.7415E-16/((A389*0.000000001)^5)/(EXP(0.014388/(A389*0.000000001*$D$12))-1)","v":35489851341.378876},{"$f":"J389/SUMPRODUCT(CMF!$C$3:$C$403,$J$5:$J$405)*100","v":7.9589909349330217},null,56.06,-9.16,6.08,null,null,null,111.61128947373297,{"$f":"S389/SUMPRODUCT($S$5:$S$405,CMF!$C$3:$C$403)*100","v":1.0284369605824073}]
[765,{"$f":"'Results Numerical'!EM390/SUMPRODUCT('Results Numerical'!$EM$5:$EM$405,CMF!$C$3:$C$403)*100","v":3.1870835283244366E-2},null,null,null,8.017530740654502,null,null,null,35750885562.876709,{"$f":"J390/SUMPRODUCT(CMF!$C$3:$C$403,$J$5:$J$405)*100","v":8.017530740654502},null,58.15,-9.5,6.3,null,null,null,115.72586777933628,{"$f":"S390/SUMPRODUCT($S$5:$S$405,CMF!$C$3:$C$403)*100","v":1.0663505482368969}]
[766,{"$f":"'Results Numerical'!EM391/SUMPRODUCT('Results Numerical'!$EM$5:$EM$405,CMF!$C$3:$C$403)*100","v":3.08889623993364E-2},null,null,null,8.0762777111453445,null,null,null,36012843550.581581,{"$f":"J391/SUMPRODUCT(CMF!$C$3:$C$403,$J$5:$J$405)*100","v":8.0762777111453445},null,60.24,-9.84,6.52,null,null,null,119.8404460849396,{"$f":"S391/SUMPRODUCT($S$5:$S$405,CMF!$C$3:$C$403)*100","v":1.1042641358913865}]
[767,{"$f":"'Results Numerical'!EM392/SUMPRODUCT('Results Numerical'!$EM$5:$EM$405,CMF!$C$3:$C$403)*100","v":2.9658460759417405E-2},null,null,null,8.1352310735056683,null,null,null,36275721858.063904,{"$f":"J392/SUMPRODUCT(CMF!$C$3:$C$403,$J$5:$J$405)*100","v":8.1352310735056683},null,62.33,-10.18,6.74,null,null,null,123.95502439054292,{"$f":"S392/SUMPRODUCT($S$5:$S$405,CMF!$C$3:$C$403)*100","v":1.1421777235458761}]
[768,{"$f":"'Results Numerical'!EM393/SUMPRODUCT('Results Numerical'!$EM$5:$EM$405,CMF!$C$3:$C$403)*100","v":2.8295216648068795E-2},null,null,null,8.1943900478890086,null,null,null,36539517007.91864,{"$f":"J393/SUMPRODUCT(CMF!$C$3:$C$403,$J$5:$J$405)*100","v":8.1943900478890086},null,64.42,-10.52,6.96,null,null,null,128.06960269614623,{"$f":"S393/SUMPRODUCT($S$5:$S$405,CMF!$C$3:$C$403)*100","v":1.1800913112003657}]
[769,{"$f":"'Results Numerical'!EM394/SUMPRODUCT('Results Numerical'!$EM$5:$EM$405,CMF!$C$3:$C$403)*100","v":2.6917223373228005E-2},null,null,null,8.2537538475668519,null,null,null,36804225492.053108,{"$f":"J394/SUMPRODUCT(CMF!$C$3:$C$403,$J$5:$J$405)*100","v":8.2537538475668519},null,66.510000000000005,-10.86,7.18,null,null,null,132.18418100174955,{"$f":"S394/SUMPRODUCT($S$5:$S$405,CMF!$C$3:$C$403)*100","v":1.2180048988548553}]
[770,{"$f":"'Results Numerical'!EM395/SUMPRODUCT('Results Numerical'!$EM$5:$EM$405,CMF!$C$3:$C$403)*100","v":2.5634046149408365E-2},null,null,null,8.3133216789933631,null,null,null,37069843771.975548,{"$f":"J395/SUMPRODUCT(CMF!$C$3:$C$403,$J$5:$J$405)*100","v":8.3133216789933631},null,68.599999999999994,-11.2,7.4,null,null,null,136.29875930735287,{"$f":"S395/SUMPRODUCT($S$5:$S$405,CMF!$C$3:$C$403)*100","v":1.2559184865093449}]
[771,{"$f":"'Results Numerical'!EM396/SUMPRODUCT('Results Numerical'!$EM$5:$EM$405,CMF!$C$3:$C$403)*100","v":2.4422507719693606E-2},null,null,null,8.37309274187011,null,null,null,37336368279.083786,{"$f":"J396/SUMPRODUCT(CMF!$C$3:$C$403,$J$5:$J$405)*100","v":8.37309274187011},null,68.239999999999995,-11.12,7.34,null,null,null,135.40817735326974,{"$f":"S396/SUMPRODUCT($S$5:$S$405,CMF!$C$3:$C$403)*100","v":1.2477122611147144}]
[772,{"$f":"'Results Numerical'!EM397/SUMPRODUCT('Results Numerical'!$EM$5:$EM$405,CMF!$C$3:$C$403)*100","v":2.3202541196554734E-2},null,null,null,8.4330662292111676,null,null,null,37603795414.955521,{"$f":"J397/SUMPRODUCT(CMF!$C$3:$C$403,$J$5:$J$405)*100","v":8.4330662292111676},null,67.88,-11.04,7.28,null,null,null,134.51759539918663,{"$f":"S397/SUMPRODUCT($S$5:$S$405,CMF!$C$3:$C$403)*100","v":1.2395060357200842}]
[773,{"$f":"'Results Numerical'!EM398/SUMPRODUCT('Results Numerical'!$EM$5:$EM$405,CMF!$C$3:$C$403)*100","v":2.2014180023756259E-2},null,null,null,8.4932413274080627,null,null,null,37872121551.637901,{"$f":"J398/SUMPRODUCT(CMF!$C$3:$C$403,$J$5:$J$405)*100","v":8.4932413274080627},null,67.52,-10.96,7.22,null,null,null,133.6270134451035,{"$f":"S398/SUMPRODUCT($S$5:$S$405,CMF!$C$3:$C$403)*100","v":1.2312998103254538}]
[774,{"$f":"'Results Numerical'!EM399/SUMPRODUCT('Results Numerical'!$EM$5:$EM$405,CMF!$C$3:$C$403)*100","v":2.0899564668418677E-2},null,null,null,8.5536172162951321,null,null,null,38141343031.938995,{"$f":"J399/SUMPRODUCT(CMF!$C$3:$C$403,$J$5:$J$405)*100","v":8.5536172162951321},null,67.16,-10.88,7.16,null,null,null,132.73643149102037,{"$f":"S399/SUMPRODUCT($S$5:$S$405,CMF!$C$3:$C$403)*100","v":1.2230935849308233}]
[775,{"$f":"'Results Numerical'!EM400/SUMPRODUCT('Results Numerical'!$EM$5:$EM$405,CMF!$C$3:$C$403)*100","v":1.9894514527594429E-2},null,null,null,8.6141930692147213,null,null,null,38411456169.718513,{"$f":"J400/SUMPRODUCT(CMF!$C$3:$C$403,$J$5:$J$405)*100","v":8.6141930692147213},null,66.8,-10.8,7.1,null,null,null,131.84584953693727,{"$f":"S400/SUMPRODUCT($S$5:$S$405,CMF!$C$3:$C$403)*100","v":1.2148873595361933}]
[776,{"$f":"'Results Numerical'!EM401/SUMPRODUCT('Results Numerical'!$EM$5:$EM$405,CMF!$C$3:$C$403)*100","v":1.900113662463954E-2},null,null,null,8.6749680530827753,null,null,null,38682457250.180237,{"$f":"J401/SUMPRODUCT(CMF!$C$3:$C$403,$J$5:$J$405)*100","v":8.6749680530827753},null,66.44,-10.72,7.04,null,null,null,130.95526758285413,{"$f":"S401/SUMPRODUCT($S$5:$S$405,CMF!$C$3:$C$403)*100","v":1.2066811341415626}]
[777,{"$f":"'Results Numerical'!EM402/SUMPRODUCT('Results Numerical'!$EM$5:$EM$405,CMF!$C$3:$C$403)*100","v":1.8177290492433499E-2},null,null,null,8.7359413284542402,null,null,null,38954342530.163719,{"$f":"J402/SUMPRODUCT(CMF!$C$3:$C$403,$J$5:$J$405)*100","v":8.7359413284542402},null,66.08,-10.64,6.98,null,null,null,130.064685628771,{"$f":"S402/SUMPRODUCT($S$5:$S$405,CMF!$C$3:$C$403)*100","v":1.1984749087469322}]
[778,{"$f":"'Results Numerical'!EM403/SUMPRODUCT('Results Numerical'!$EM$5:$EM$405,CMF!$C$3:$C$403)*100","v":1.7406119944128103E-2},null,null,null,8.7971120495888169,null,null,null,39227108238.437431,{"$f":"J403/SUMPRODUCT(CMF!$C$3:$C$403,$J$5:$J$405)*100","v":8.7971120495888169},null,65.72,-10.56,6.92,null,null,null,129.1741036746879,{"$f":"S403/SUMPRODUCT($S$5:$S$405,CMF!$C$3:$C$403)*100","v":1.190268683352302}]
[779,{"$f":"'Results Numerical'!EM404/SUMPRODUCT('Results Numerical'!$EM$5:$EM$405,CMF!$C$3:$C$403)*100","v":1.6668661769519116E-2},null,null,null,8.858479364516592,null,null,null,39500750575.991447,{"$f":"J404/SUMPRODUCT(CMF!$C$3:$C$403,$J$5:$J$405)*100","v":8.858479364516592},null,65.36,-10.48,6.86,null,null,null,128.28352172060477,{"$f":"S404/SUMPRODUCT($S$5:$S$405,CMF!$C$3:$C$403)*100","v":1.1820624579576717}]
[780,{"$f":"'Results Numerical'!EM405/SUMPRODUCT('Results Numerical'!$EM$5:$EM$405,CMF!$C$3:$C$403)*100","v":1.5950166805114362E-2},null,null,null,8.9200424151038877,null,null,null,39775265716.33107,{"$f":"J405/SUMPRODUCT(CMF!$C$3:$C$403,$J$5:$J$405)*100","v":8.9200424151038877},null,65,-10.4,6.8,null,null,null,127.39293976652164,{"$f":"S405/SUMPRODUCT($S$5:$S$405,CMF!$C$3:$C$403)*100","v":1.1738562325630413}]

{"sheet":"CCTCalc","index":16,"n_rows":1228,"n_cols":8,"rows_kept":1228,"cut":false,"hidden":true,"merged":[]}
["CCTv"," 1000-20000K"]
[{"$f":"RESULT(64)","v":true}]
[{"$f":"ARGUMENT(\"x\",1)","v":true},"x input","       (u,v)",0.32557212622700499,0.3602772677300406," "]
[{"$f":"ARGUMENT(\"y\",1)","v":true},"y input",null,null,"   d",null,"   d^2","(Tm+1 - Tm-1)"]
[{"$f":"4*x/(12*y-2*x+3)","v":0.32557212622700499},"u","Tm-1",1771.4272285458899,3.8266896017566095E-4,null,1.4643553308192159E-7,8.868207562907628]
[{"$f":"SET.VALUE(D3,A5)","v":true},"set u in D2","Tm",1775.8557966172546,6.8798458786305456E-5,null,4.7332279313709703E-9," Dist. Ti+1,Ti-1"]
[{"$f":"6*y/(12*y-2*x+3)","v":0.3602772677300406},"v","Tm+1",1780.2954361087975,5.1939720509233244E-4,null,2.6977345665772643E-7,9.0206365846020643E-4]
[{"$f":"SET.VALUE(E3,A7)","v":true},"set v in E2"," ",1775.189530809904,null,null,6989.4576937129623]
[{"$f":"GOTO(G11)","v":true},"Calculate d2","(c2:1986 CODATA, n=1)",1.0510355621296024E-6,null,null,null," "]
[{"$f":"INDEX($C$11:$C$1227,MATCH(MIN($G$11:$G$1227),$G$11:$G$1227,0),1)","v":1775.8557966172546},"value of Tm","Color Temp","u","v",null,"Distance ^2"]
[{"$f":"SET.VALUE(D6,A10)","v":true},"save to D5",997.5062344139651,0.44859586439999999,0.35457422550000001,null,{"$f":"((D11-$D$3)^2+(E11-$E$3)^2)","v":1.5167364844735255E-2}]
[{"$f":"INDEX($C$11:$C$1227,MATCH(MIN($G$11:$G$1227),$G$11:$G$1227,0)+1,1)","v":1780.2954361087975}," Value of Tm+1 ",1000,0.4480110477,0.35462497479999999,null,{"$f":"((D12-$D$3)^2+(E12-$E$3)^2)","v":1.5023237906837227E-2}]
[{"$f":"SET.VALUE(D7,A12)","v":true},"save to D6",1002.5,0.44742631919999998,0.3546756204,null,{"$f":"((D13-$D$3)^2+(E13-$E$3)^2)","v":1.4879822797910053E-2}]
[{"$f":"INDEX($C$11:$C$1227,MATCH(MIN($G$11:$G$1227),$G$11:$G$1227,0)-1,1)","v":1771.4272285458899}," Value of Tm-1 ",1005.0062499999999,0.44684168499999999,0.35472616089999998,null,{"$f":"((D14-$D$3)^2+(E14-$E$3)^2)","v":1.4737120672035413E-2}]
[{"$f":"SET.VALUE(D5,A14)","v":true},"save to D4",1007.5187656249999,0.4462571514,0.35477659459999999,null,{"$f":"((D15-$D$3)^2+(E15-$E$3)^2)","v":1.4595132705889989E-2}]
[{"$f":"INDEX($G$11:$G$1227,MATCH(MIN($G$11:$G$1227),$G$11:$G$1227,0)+1,1)","v":2.6977345665772643E-7}," d(i+1)^2",1010.0375625390624,0.44567272450000001,0.35482691999999999,null,{"$f":"((D16-$D$3)^2+(E16-$E$3)^2)","v":1.4453859995909693E-2}]
[{"$f":"SET.VALUE(G7,A16)","v":true}," -->G6",1012.56265644541,0.44508841030000001,0.3548771356,null,{"$f":"((D17-$D$3)^2+(E17-$E$3)^2)","v":1.4313303585638742E-2}]
[{"$f":"INDEX($G$11:$G$1227,MATCH(MIN($G$11:$G$1227),$G$11:$G$1227,0)-1,1)","v":1.4643553308192159E-7}," d(i-1)^2",1015.0940630865234,0.44450421499999998,0.35492723970000001,null,{"$f":"((D18-$D$3)^2+(E18-$E$3)^2)","v":1.4173464539829782E-2}]
[{"$f":"SET.VALUE(G5,A18)","v":true}," --G4",1017.6317982442397,0.4439201445,0.3549772309,null,{"$f":"((D19-$D$3)^2+(E19-$E$3)^2)","v":1.4034343819544949E-2}]
[{"$f":"MIN($G$11:$G$1227)","v":4.7332279313709703E-9}," d(i)^2",1020.1758777398502,0.44333620499999998,0.35502710749999999,null,{"$f":"((D20-$D$3)^2+(E20-$E$3)^2)","v":1.3895942431693269E-2}]
[{"$f":"SET.VALUE(G6,A20)","v":true}," -->G5",1022.7263174341998,0.44275240240000002,0.35507686799999999,null,{"$f":"((D21-$D$3)^2+(E21-$E$3)^2)","v":1.3758261281331594E-2}]
[{"$f":"SQRT(G6)","v":6.8798458786305456E-5}," sqrt of D(i)^2",1025.2831332277854,0.44216874270000001,0.35512651080000002,null,{"$f":"((D22-$D$3)^2+(E22-$E$3)^2)","v":1.3621301269903054E-2}]
[{"$f":"SET.VALUE(E6,A22)","v":true},"to E5",1027.8463410608547,0.44158523189999999,0.3551760343,null,{"$f":"((D23-$D$3)^2+(E23-$E$3)^2)","v":1.3485063270401268E-2}]
[{"$f":"SQRT(G5)","v":3.8266896017566095E-4}," Sqrt of d(i-1)^2",1030.4159569135068,0.44100187590000001,0.35522543690000002,null,{"$f":"((D24-$D$3)^2+(E24-$E$3)^2)","v":1.3349548104305643E-2}]
[{"$f":"SET.VALUE(E5,A24)","v":true},"to E4",1032.9919968057904,0.44041868070000001,0.35527471719999998,null,{"$f":"((D25-$D$3)^2+(E25-$E$3)^2)","v":1.3214756586124223E-2}]
[{"$f":"SQRT(G7)","v":5.1939720509233244E-4}," Sqrt of d(i+1)^2",1035.5744767978049,0.43983565209999997,0.35532387329999998,null,{"$f":"((D26-$D$3)^2+(E26-$E$3)^2)","v":1.3080689461308153E-2}]
[{"$f":"SET.VALUE(E7,A26)","v":true},"to E6",1038.1634129897993,0.43925279589999999,0.35537290389999998,null,{"$f":"((D27-$D$3)^2+(E27-$E$3)^2)","v":1.2947347441878016E-2}]
[{"$f":"E5/(D5-D6)/(D5-D7)","v":9.7437035535869185E-6},"a",1040.7588215222738,0.43867011810000001,0.3554218073,null,{"$f":"((D28-$D$3)^2+(E28-$E$3)^2)","v":1.2814731261691737E-2}]
[{"$f":"E6/(D6-D5)/(D6-D7)","v":-3.4991912432154331E-6},"b",1043.3607185760795,0.43808762449999999,0.35547058180000002,null,{"$f":"((D29-$D$3)^2+(E29-$E$3)^2)","v":1.2682841581250394E-2}]
[{"$f":"E7/(D7-D5)/(D7-D6)","v":1.3192164347822904E-5},"c",1045.9691203725197,0.43750532079999999,0.35551922590000001,null,{"$f":"((D30-$D$3)^2+(E30-$E$3)^2)","v":1.2551679009372372E-2}]
[{"$f":"A28+A29+A30","v":1.9436676658194389E-5},"A",1048.5840431734509,0.43692321280000002,0.35556773809999997,null,{"$f":"((D31-$D$3)^2+(E31-$E$3)^2)","v":1.2421244150322865E-2}]
[{"$f":"-(A28*(D7+D6)+A29*(D5+D7)+A30*(D6+D5))","v":-6.9018267213110482E-2},"B",1051.2055032813846,0.43634130630000001,0.35561611659999998,null,{"$f":"((D32-$D$3)^2+(E32-$E$3)^2)","v":1.2291537583900676E-2}]
[{"$f":"A28*D6*D7+A29*D5*D7+A30*D5*D6","v":61.269814930351735},"C",1053.8335170395881,0.43575960699999999,0.3556643599,null,{"$f":"((D33-$D$3)^2+(E33-$E$3)^2)","v":1.2162559837747595E-2}]
[{"$f":"-A32/(2*A31)","v":1775.4647161867763},"solution T",1056.468100832187,0.43517812049999999,0.35571246629999997,null,{"$f":"((D34-$D$3)^2+(E34-$E$3)^2)","v":1.2034311392667514E-2}]
[{"$f":"SET.VALUE(D8,A34)","v":true},"write to D7",1059.1092710842674,0.43459685269999998,0.35576043429999998,null,{"$f":"((D35-$D$3)^2+(E35-$E$3)^2)","v":1.1906792766746107E-2}]
[{"$f":"A31*A34^2+A32*A34+A33","v":6.5825737593172562E-5},"delta uv",1061.7570442619781,0.43401580899999997,0.35580826230000001,null,{"$f":"((D36-$D$3)^2+(E36-$E$3)^2)","v":1.17800043429037E-2}]
[{"$f":"INDEX($E$11:$E$1227,MATCH(MIN($G$11:$G$1227),$G$11:$G$1227,0),1)","v":0.36027418430000002},"value of v at Tm",1064.411436872633,0.4334349951,0.35585594860000003,null,{"$f":"((D37-$D$3)^2+(E37-$E$3)^2)","v":1.1653946544362578E-2}]
[{"$f":"IF(E3>A37,1,-1)","v":1},"sign of duv",1067.0724654648145,0.43285441670000002,0.35590349160000001,null,{"$f":"((D38-$D$3)^2+(E38-$E$3)^2)","v":1.1528619766767795E-2}]
[{"$f":"A36*A38","v":6.5825737593172562E-5},null,1069.7401466284764,0.4322740793,0.35595088969999999,null,{"$f":"((D39-$D$3)^2+(E39-$E$3)^2)","v":1.1404024336450448E-2}]
[{"$f":"SET.VALUE(D9,A39)","v":true},"write to E7",1072.4144969950476,0.43169398840000001,0.35599814120000001,null,{"$f":"((D40-$D$3)^2+(E40-$E$3)^2)","v":1.1280160554924248E-2}]
[null,null,1075.0955332375352,0.4311141496,0.35604524459999998,null,{"$f":"((D41-$D$3)^2+(E41-$E$3)^2)","v":1.1157028717439023E-2}]
[{"$f":"(D7-D5)","v":8.868207562907628},"(Tm+1 - Tm-1)/20",4.8254200123489264E-4,0.43053456839999998,0.35609219819999999,null,{"$f":"((D42-$D$3)^2+(E42-$E$3)^2)","v":1.1034629073890592E-2}]
[{"$f":"SET.VALUE(H5,A42)","v":true},"save to H4",1080.4777302508055,0.42995525020000003,0.35613900030000001,null,{"$f":"((D43-$D$3)^2+(E43-$E$3)^2)","v":1.0912961827684186E-2}]
[{"$f":"INDEX($D$11:$D$1227,MATCH(MIN($G$11:$G$1227),$G$11:$G$1227,0)+1,1)","v":0.32505304610000002}," u(i+1)",1083.1789245764326,0.42937620059999998,0.35618564940000003,null,{"$f":"((D44-$D$3)^2+(E44-$E$3)^2)","v":1.0792027196992999E-2}]
[{"$f":"INDEX($E$11:$E$1227,MATCH(MIN($G$11:$G$1227),$G$11:$G$1227,0)+1,1)","v":0.36025912170000002}," v(i+1)",1085.8868718878737,0.42879742479999999,0.35623214380000001,null,{"$f":"((D45-$D$3)^2+(E45-$E$3)^2)","v":1.0671825293093351E-2}]
[{"$f":"INDEX($D$11:$D$1227,MATCH(MIN($G$11:$G$1227),$G$11:$G$1227,0)-1,1)","v":0.325954621}," u(i-1)",1088.6015890675933,0.42821892830000002,0.35627848179999999,null,{"$f":"((D46-$D$3)^2+(E46-$E$3)^2)","v":1.0552356264726908E-2}]
[{"$f":"INDEX($E$11:$E$1227,MATCH(MIN($G$11:$G$1227),$G$11:$G$1227,0)-1,1)","v":0.3602888125}," v(i-1)",1091.3230930402622,0.42764071660000003,0.35632466190000001,null,{"$f":"((D47-$D$3)^2+(E47-$E$3)^2)","v":1.0433620233577927E-2}]
[{"$f":"SQRT((A44-A46)^2+(A45-A47)^2)","v":9.0206365846020643E-4}," Dist. Ti+1,Ti-1",1094.0514007728627,0.42706279479999998,0.35637068240000003,null,{"$f":"((D48-$D$3)^2+(E48-$E$3)^2)","v":1.0315617216334403E-2}]
[{"$f":"SET.VALUE(H7,A48)","v":true},null,1096.7865292747949,0.42648516850000001,0.35641654160000003,null,{"$f":"((D49-$D$3)^2+(E49-$E$3)^2)","v":1.0198347307042459E-2}]
[{"$f":"(A18+A48^2-A16)/(2*A48)","v":3.8266751678992655E-4}," x in distance",1099.5284955979819,0.42590784279999999,0.35646223789999998,null,{"$f":"((D50-$D$3)^2+(E50-$E$3)^2)","v":1.0081810472820484E-2}]
[{"$f":"D5+A50*A42/A48","v":1775.1892412759762},"T solution",1102.2773168369768,0.42533082300000002,0.35650776960000002,null,{"$f":"((D51-$D$3)^2+(E51-$E$3)^2)","v":9.9660066979987486E-3}]
[{"$f":"SQRT(A18-A50^2)","v":1.0510355621296024E-6},"duv (h)",1105.0330101290692,0.42475411429999999,0.35655313509999997,null,{"$f":"((D52-$D$3)^2+(E52-$E$3)^2)","v":9.8509359219578537E-3}]
[{"$f":"A51*(1-0)","v":1775.1892412759762},null,1107.7955926543918,0.42417772209999999,0.35659833279999997,null,{"$f":"((D53-$D$3)^2+(E53-$E$3)^2)","v":9.736598099687882E-3}]
[null,null,1110.5650816360278,0.4236016514,0.35664336099999999,null,{"$f":"((D54-$D$3)^2+(E54-$E$3)^2)","v":9.6229930837654978E-3}]
[{"$f":"A53+(A34-A53)*A52*(1/0.001)","v":1775.189530809904},"Linear shift",1113.3414943401178,0.42302590750000002,0.35668821789999999,null,{"$f":"((D55-$D$3)^2+(E55-$E$3)^2)","v":9.5101207630872708E-3}]
[{"$f":"IF(A52<0.001,A55,A34)","v":1775.189530809904},null,1116.124848075968,0.42245049550000002,0.35673290210000003,null,{"$f":"((D56-$D$3)^2+(E56-$E$3)^2)","v":9.3979809607142011E-3}]
[{"$f":"SET.VALUE(D8,A56)","v":true},null,1118.9151601961578,0.42187542049999999,0.3567774118,null,{"$f":"((D57-$D$3)^2+(E57-$E$3)^2)","v":9.2865734793621119E-3}]
[{"$f":"A52*A38","v":1.0510355621296024E-6},"duv",1121.7124480966481,0.4213006876,0.35682174529999999,null,{"$f":"((D58-$D$3)^2+(E58-$E$3)^2)","v":9.1758980978077862E-3}]
[{"$f":"SET.VALUE(D9,A58)","v":true},null,1124.5167292168896,0.42072630189999999,0.35686590109999999,null,{"$f":"((D59-$D$3)^2+(E59-$E$3)^2)","v":9.0659545702917489E-3}]
[{"$f":"RETURN(D8:D9)","v":true},null,1127.3280210399319,0.42015226830000002,0.35690987730000001,null,{"$f":"((D60-$D$3)^2+(E60-$E$3)^2)","v":8.9567425928562538E-3}]
[null,null,1130.1463410925317,0.41957859199999997,0.35695367249999999,null,{"$f":"((D61-$D$3)^2+(E61-$E$3)^2)","v":8.8482618923824263E-3}]
[null,null,1132.9717069452629,0.41900527789999997,0.35699728479999998,null,{"$f":"((D62-$D$3)^2+(E62-$E$3)^2)","v":8.7405121195702432E-3}]
[null,null,1135.804136212626,0.41843233089999998,0.35704071269999998,null,{"$f":"((D63-$D$3)^2+(E63-$E$3)^2)","v":8.6334929003730014E-3}]
[null,null,1138.6436465531574,0.41785975609999998,0.35708395440000001,null,{"$f":"((D64-$D$3)^2+(E64-$E$3)^2)","v":8.5272038775987321E-3}]
[null,null,1141.4902556695401,0.41728755830000003,0.35712700829999999,null,{"$f":"((D65-$D$3)^2+(E65-$E$3)^2)","v":8.4216446148127275E-3}]
[null,null,1144.3439813087139,0.41671574230000002,0.35716987280000001,null,{"$f":"((D66-$D$3)^2+(E66-$E$3)^2)","v":8.316814654112761E-3}]
[null,null,1147.2048412619856,0.4161443131,0.35721254609999997,null,{"$f":"((D67-$D$3)^2+(E67-$E$3)^2)","v":8.2127135536263687E-3}]
[null,null,1150.0728533651404,0.41557327550000001,0.35725502660000003,null,{"$f":"((D68-$D$3)^2+(E68-$E$3)^2)","v":8.1093408119080404E-3}]
[null,null,1152.9480354985533,0.41500263430000001,0.35729731260000003,null,{"$f":"((D69-$D$3)^2+(E69-$E$3)^2)","v":8.0066959067710813E-3}]
[null,null,1155.8304055872995,0.41443239430000001,0.35733940240000001,null,{"$f":"((D70-$D$3)^2+(E70-$E$3)^2)","v":7.9047782947019914E-3}]
[null,null,1158.7199816012678,0.41386256020000001,0.35738129439999999,null,{"$f":"((D71-$D$3)^2+(E71-$E$3)^2)","v":7.8035873926680993E-3}]
[null,null,1161.616781555271,0.41329313670000001,0.35742298680000001,null,{"$f":"((D72-$D$3)^2+(E72-$E$3)^2)","v":7.7031225980308954E-3}]
[null,null,1164.5208235091591,0.41272412860000002,0.35746447809999998,null,{"$f":"((D73-$D$3)^2+(E73-$E$3)^2)","v":7.6033833031253955E-3}]
[null,null,1167.432125567932,0.41215554049999997,0.35750576639999998,null,{"$f":"((D74-$D$3)^2+(E74-$E$3)^2)","v":7.5043688467914893E-3}]
[null,null,1170.3507058818518,0.41158737709999998,0.35754685019999999,null,{"$f":"((D75-$D$3)^2+(E75-$E$3)^2)","v":7.4060785626326201E-3}]
[null,null,1173.2765826465563,0.41101964299999999,0.35758772779999998,null,{"$f":"((D76-$D$3)^2+(E76-$E$3)^2)","v":7.3085117477065453E-3}]
[null,null,1176.2097741031728,0.41045234279999998,0.35762839749999997,null,{"$f":"((D77-$D$3)^2+(E77-$E$3)^2)","v":7.2116676789741293E-3}]
[null,null,1179.1502985384307,0.4098854811,0.3576688576,null,{"$f":"((D78-$D$3)^2+(E78-$E$3)^2)","v":7.115545613346091E-3}]
[null,null,1182.0981742847766,0.40931906239999999,0.35770910630000002,null,{"$f":"((D79-$D$3)^2+(E79-$E$3)^2)","v":7.0201447714944463E-3}]
[null,null,1185.0534197204886,0.40875309129999998,0.35774914219999998,null,{"$f":"((D80-$D$3)^2+(E80-$E$3)^2)","v":6.9254643691704565E-3}]
[null,null,1188.0160532697898,0.40818757210000001,0.35778896339999999,null,{"$f":"((D81-$D$3)^2+(E81-$E$3)^2)","v":6.8315035552326689E-3}]
[null,null,1190.9860934029643,0.40762250950000001,0.35782856819999997,null,{"$f":"((D82-$D$3)^2+(E82-$E$3)^2)","v":6.7382615246338023E-3}]
[null,null,1193.9635586364716,0.40705790780000001,0.35786795510000002,null,{"$f":"((D83-$D$3)^2+(E83-$E$3)^2)","v":6.6457373859111282E-3}]
[null,null,1196.9484675330627,0.40649377149999999,0.35790712229999999,null,{"$f":"((D84-$D$3)^2+(E84-$E$3)^2)","v":6.553930263047977E-3}]
[null,null,1199.9408387018952,0.40593010489999998,0.35794606810000001,null,{"$f":"((D85-$D$3)^2+(E85-$E$3)^2)","v":6.4628392281246188E-3}]
[null,null,1202.9406907986499,0.4053669124,0.35798479090000002,null,{"$f":"((D86-$D$3)^2+(E86-$E$3)^2)","v":6.3724633504102686E-3}]
[null,null,1205.9480425256465,0.40480419839999998,0.35802328890000001,null,{"$f":"((D87-$D$3)^2+(E87-$E$3)^2)","v":6.2828016813929587E-3}]
[null,null,1208.9629126319605,0.40424196709999999,0.3580615606,null,{"$f":"((D88-$D$3)^2+(E88-$E$3)^2)","v":6.1938532210684674E-3}]
[null,null,1211.9853199135405,0.4036802229,0.35809960410000002,null,{"$f":"((D89-$D$3)^2+(E89-$E$3)^2)","v":6.1056169847635358E-3}]
[null,null,1215.0152832133242,0.40311897000000002,0.35813741789999998,null,{"$f":"((D90-$D$3)^2+(E90-$E$3)^2)","v":6.0180919364484237E-3}]
[null,null,1218.0528214213575,0.40255821269999997,0.35817500019999998,null,{"$f":"((D91-$D$3)^2+(E91-$E$3)^2)","v":5.9312770391953245E-3}]
[null,null,1221.0979534749108,0.40199795510000003,0.35821234940000002,null,{"$f":"((D92-$D$3)^2+(E92-$E$3)^2)","v":5.8451712066340594E-3}]
[null,null,1224.150698358598,0.40143820140000003,0.3582494638,null,{"$f":"((D93-$D$3)^2+(E93-$E$3)^2)","v":5.7597733509332227E-3}]
[null,null,1227.2110751044945,0.4008789559,0.35828634170000001,null,{"$f":"((D94-$D$3)^2+(E94-$E$3)^2)","v":5.6750823818545754E-3}]
[null,null,1230.2791027922556,0.40032022249999999,0.35832298140000002,null,{"$f":"((D95-$D$3)^2+(E95-$E$3)^2)","v":5.5910971314967126E-3}]
[null,null,1233.3548005492362,0.39976200550000002,0.3583593813,null,{"$f":"((D96-$D$3)^2+(E96-$E$3)^2)","v":5.5078164749001119E-3}]
[null,null,1236.4381875506092,0.39920430890000003,0.35839553959999998,null,{"$f":"((D97-$D$3)^2+(E97-$E$3)^2)","v":5.4252392259446971E-3}]
[null,null,1239.5292830194855,0.39864713680000002,0.35843145479999999,null,{"$f":"((D98-$D$3)^2+(E98-$E$3)^2)","v":5.3433641956160413E-3}]
[null,null,1242.6281062270341,0.39809049320000001,0.35846712510000001,null,{"$f":"((D99-$D$3)^2+(E99-$E$3)^2)","v":5.2621901647710648E-3}]
[null,null,1245.7346764926017,0.39753438210000003,0.3585025489,null,{"$f":"((D100-$D$3)^2+(E100-$E$3)^2)","v":5.1817158972561096E-3}]
[null,null,1248.8490131838332,0.39697880749999997,0.35853772439999998,null,{"$f":"((D101-$D$3)^2+(E101-$E$3)^2)","v":5.1019401414201812E-3}]
[null,null,1251.9711357167928,0.3964237733,0.3585726501,null,{"$f":"((D102-$D$3)^2+(E102-$E$3)^2)","v":5.0228616142208886E-3}]
[null,null,1255.1010635560847,0.3958692835,0.35860732420000002,null,{"$f":"((D103-$D$3)^2+(E103-$E$3)^2)","v":4.9444790320577201E-3}]
[null,null,1258.2388162149748,0.39531534190000001,0.35864174500000001,null,{"$f":"((D104-$D$3)^2+(E104-$E$3)^2)","v":4.8667910670103778E-3}]
[null,null,1261.3844132555121,0.39476195250000001,0.35867591100000001,null,{"$f":"((D105-$D$3)^2+(E105-$E$3)^2)","v":4.7897964030640785E-3}]
[null,null,1264.5378742886508,0.3942091191,0.35870982039999999,null,{"$f":"((D106-$D$3)^2+(E106-$E$3)^2)","v":4.7134936817800205E-3}]
[null,null,1267.6992189743723,0.39365684550000002,0.35874347159999997,null,{"$f":"((D107-$D$3)^2+(E107-$E$3)^2)","v":4.6378815290510685E-3}]
[null,null,1270.8684670218081,0.39310513549999998,0.358776863,null,{"$f":"((D108-$D$3)^2+(E108-$E$3)^2)","v":4.5629585558203557E-3}]
[null,null,1274.0456381893625,0.39255399289999998,0.35880999270000002,null,{"$f":"((D109-$D$3)^2+(E109-$E$3)^2)","v":4.4887233590126582E-3}]
[null,null,1277.2307522848359,0.3920034215,0.35884285929999998,null,{"$f":"((D110-$D$3)^2+(E110-$E$3)^2)","v":4.415174519192021E-3}]
[null,null,1280.4238291655479,0.39145342500000002,0.35887546100000001,null,{"$f":"((D111-$D$3)^2+(E111-$E$3)^2)","v":4.3423105901250246E-3}]
[null,null,1283.6248887384618,0.39090400710000001,0.35890779620000002,null,{"$f":"((D112-$D$3)^2+(E112-$E$3)^2)","v":4.270130110674804E-3}]
[null,null,1286.8339509603079,0.39035517139999998,0.35893986329999999,null,{"$f":"((D113-$D$3)^2+(E113-$E$3)^2)","v":4.198631592495802E-3}]
[null,null,1290.0510358377087,0.38980692160000002,0.35897166050000001,null,{"$f":"((D114-$D$3)^2+(E114-$E$3)^2)","v":4.1278135468496785E-3}]
[null,null,1293.2761634273029,0.38925926129999999,0.3590031863,null,{"$f":"((D115-$D$3)^2+(E115-$E$3)^2)","v":4.0576744572962849E-3}]
[null,null,1296.509353835871,0.38871219420000003,0.35903443889999997,null,{"$f":"((D116-$D$3)^2+(E116-$E$3)^2)","v":3.9882128071352142E-3}]
[null,null,1299.7506272204607,0.38816572389999998,0.35906541679999998,null,{"$f":"((D117-$D$3)^2+(E117-$E$3)^2)","v":3.9194270523254049E-3}]
[null,null,1303.0000037885118,0.38761985370000002,0.35909611829999999,null,{"$f":"((D118-$D$3)^2+(E118-$E$3)^2)","v":3.8513155985391472E-3}]
[null,null,1306.257503797983,0.3870745874,0.35912654170000002,null,{"$f":"((D119-$D$3)^2+(E119-$E$3)^2)","v":3.7838769007319723E-3}]
[null,null,1309.5231475574778,0.3865299284,0.35915668550000002,null,{"$f":"((D120-$D$3)^2+(E120-$E$3)^2)","v":3.7171093502962782E-3}]
[null,null,1312.7969554263714,0.38598588020000002,0.35918654799999999,null,{"$f":"((D121-$D$3)^2+(E121-$E$3)^2)","v":3.651011338639073E-3}]
[null,null,1316.0789478149372,0.38544244620000001,0.35921612749999998,null,{"$f":"((D122-$D$3)^2+(E122-$E$3)^2)","v":3.5855812322566176E-3}]
[null,null,1319.3691451844745,0.38489962979999998,0.35924542250000002,null,{"$f":"((D123-$D$3)^2+(E123-$E$3)^2)","v":3.5208173847824909E-3}]
[null,null,1322.6675680474357,0.38435743459999999,0.35927443120000002,null,{"$f":"((D124-$D$3)^2+(E124-$E$3)^2)","v":3.4567181616141003E-3}]
[null,null,1325.9742369675541,0.38381586379999999,0.35930315219999998,null,{"$f":"((D125-$D$3)^2+(E125-$E$3)^2)","v":3.3932818675377762E-3}]
[null,null,1329.2891725599729,0.38327492079999997,0.35933158370000001,null,{"$f":"((D126-$D$3)^2+(E126-$E$3)^2)","v":3.3305068198179336E-3}]
[null,null,1332.6123954913728,0.3827346089,0.35935972420000001,null,{"$f":"((D127-$D$3)^2+(E127-$E$3)^2)","v":3.2683913114699738E-3}]
[null,null,1335.9439264801013,0.3821949315,0.35938757199999999,null,{"$f":"((D128-$D$3)^2+(E128-$E$3)^2)","v":3.2069336354755645E-3}]
[null,null,1339.2837862963015,0.38165589189999999,0.3594151256,null,{"$f":"((D129-$D$3)^2+(E129-$E$3)^2)","v":3.1461320611158037E-3}]
[null,null,1342.6319957620422,0.38111749319999999,0.35944238319999999,null,{"$f":"((D130-$D$3)^2+(E130-$E$3)^2)","v":3.0859848243431852E-3}]
[null,null,1345.9885757514471,0.38057973880000001,0.35946934339999997,null,{"$f":"((D131-$D$3)^2+(E131-$E$3)^2)","v":3.0264901827037919E-3}]
[null,null,1349.3535471908256,0.38004263179999997,0.35949600459999997,null,{"$f":"((D132-$D$3)^2+(E132-$E$3)^2)","v":2.9676463494560392E-3}]
[null,null,1352.7269310588026,0.37950617549999999,0.35952236500000001,null,{"$f":"((D133-$D$3)^2+(E133-$E$3)^2)","v":2.9094515491136751E-3}]
[null,null,1356.1087483864496,0.37897037300000003,0.35954842320000002,null,{"$f":"((D134-$D$3)^2+(E134-$E$3)^2)","v":2.8519039727786452E-3}]
[null,null,1359.4990202574156,0.37843522740000002,0.35957417749999998,null,{"$f":"((D135-$D$3)^2+(E135-$E$3)^2)","v":2.7950018014978872E-3}]
[null,null,1362.8977678080591,0.37790074200000001,0.35959962639999998,null,{"$f":"((D136-$D$3)^2+(E136-$E$3)^2)","v":2.7387432264899228E-3}]
[null,null,1366.3050122275793,0.37736691960000002,0.35962476830000001,null,{"$f":"((D137-$D$3)^2+(E137-$E$3)^2)","v":2.6831263760574531E-3}]
[null,null,1369.7207747581481,0.37683376359999998,0.35964960159999998,null,{"$f":"((D138-$D$3)^2+(E138-$E$3)^2)","v":2.6281494309312375E-3}]
[null,null,1373.1450766950434,0.37630127679999997,0.35967412469999999,null,{"$f":"((D139-$D$3)^2+(E139-$E$3)^2)","v":2.5738104993722841E-3}]
[null,null,1376.5779393867808,0.37576946230000002,0.35969833610000002,null,{"$f":"((D140-$D$3)^2+(E140-$E$3)^2)","v":2.5201077106574701E-3}]
[null,null,1380.0193842352478,0.37523832309999999,0.35972223419999999,null,{"$f":"((D141-$D$3)^2+(E141-$E$3)^2)","v":2.4670391740465683E-3}]
[null,null,1383.4694326958358,0.37470786230000003,0.3597458174,null,{"$f":"((D142-$D$3)^2+(E142-$E$3)^2)","v":2.4146029988883263E-3}]
[null,null,1386.9281062775754,0.37417808270000003,0.35976908429999999,null,{"$f":"((D143-$D$3)^2+(E143-$E$3)^2)","v":2.3627972550532561E-3}]
[null,null,1390.3954265432692,0.37364898730000001,0.35979203320000003,null,{"$f":"((D144-$D$3)^2+(E144-$E$3)^2)","v":2.3116200231812082E-3}]
[null,null,1393.8714151096274,0.3731205789,0.3598146626,null,{"$f":"((D145-$D$3)^2+(E145-$E$3)^2)","v":2.2610693551023864E-3}]
[null,null,1397.3560936474014,0.37259286060000002,0.3598369709,null,{"$f":"((D146-$D$3)^2+(E146-$E$3)^2)","v":2.2111433222743002E-3}]
[null,null,1400.8494838815197,0.37206583510000002,0.35985895670000001,null,{"$f":"((D147-$D$3)^2+(E147-$E$3)^2)","v":2.1618399488846705E-3}]
[null,null,1404.3516075912235,0.37153950530000002,0.35988061840000002,null,{"$f":"((D148-$D$3)^2+(E148-$E$3)^2)","v":2.1131572695314428E-3}]
[null,null,1407.8624866102014,0.37101387409999997,0.35990195450000001,null,{"$f":"((D149-$D$3)^2+(E149-$E$3)^2)","v":2.0650933097734882E-3}]
[null,null,1411.3821428267267,0.37048894409999999,0.35992296340000002,null,{"$f":"((D150-$D$3)^2+(E150-$E$3)^2)","v":2.0176460593940891E-3}]
[null,null,1414.9105981837936,0.36996471819999999,0.35994364359999997,null,{"$f":"((D151-$D$3)^2+(E151-$E$3)^2)","v":1.9708135271409651E-3}]
[null,null,1418.4478746792529,0.36944119920000001,0.35996399369999998,null,{"$f":"((D152-$D$3)^2+(E152-$E$3)^2)","v":1.9245937041278607E-3}]
[null,null,1421.993994365951,0.36891838970000002,0.35998401209999997,null,{"$f":"((D153-$D$3)^2+(E153-$E$3)^2)","v":1.8789845559348535E-3}]
[null,null,1425.5489793518659,0.3683962925,0.36000369739999999,null,{"$f":"((D154-$D$3)^2+(E154-$E$3)^2)","v":1.8339840577026019E-3}]
[null,null,1429.1128518002456,0.36787491020000002,0.3600230479,null,{"$f":"((D155-$D$3)^2+(E155-$E$3)^2)","v":1.7895901595878709E-3}]
[null,null,1432.6856339297462,0.36735424560000002,0.36004206239999997,null,{"$f":"((D156-$D$3)^2+(E156-$E$3)^2)","v":1.7458008208464861E-3}]
[null,null,1436.2673480145706,0.3668343013,0.36006073919999998,null,{"$f":"((D157-$D$3)^2+(E157-$E$3)^2)","v":1.7026139763588123E-3}]
[null,null,1439.858016384607,0.3663150798,0.36007907690000002,null,{"$f":"((D158-$D$3)^2+(E158-$E$3)^2)","v":1.6600275454563391E-3}]
[null,null,1443.4576614255684,0.36579658380000002,0.36009707400000002,null,{"$f":"((D159-$D$3)^2+(E159-$E$3)^2)","v":1.6180394568220233E-3}]
[null,null,1447.0663055791322,0.3652788159,0.36011472900000002,null,{"$f":"((D160-$D$3)^2+(E160-$E$3)^2)","v":1.5766476236262917E-3}]
[null,null,1450.68397134308,0.36476177859999998,0.36013204059999998,null,{"$f":"((D161-$D$3)^2+(E161-$E$3)^2)","v":1.5358499440354914E-3}]
[null,null,1454.3106812714375,0.36424547439999999,0.36014900719999998,null,{"$f":"((D162-$D$3)^2+(E162-$E$3)^2)","v":1.4956443096732623E-3}]
[null,null,1457.9464579746159,0.36372990589999998,0.36016562749999997,null,{"$f":"((D163-$D$3)^2+(E163-$E$3)^2)","v":1.4560286131137937E-3}]
[null,null,1461.5913241195524,0.36321507559999999,0.36018189989999999,null,{"$f":"((D164-$D$3)^2+(E164-$E$3)^2)","v":1.4170007325208717E-3}]
[null,null,1465.2453024298511,0.36270098579999999,0.36019782299999997,null,{"$f":"((D165-$D$3)^2+(E165-$E$3)^2)","v":1.3785585246563134E-3}]
[null,null,1468.9084156859255,0.36218763910000001,0.36021339540000002,null,{"$f":"((D166-$D$3)^2+(E166-$E$3)^2)","v":1.3406998626270092E-3}]
[null,null,1472.5806867251404,0.3616750379,0.36022861579999998,null,{"$f":"((D167-$D$3)^2+(E167-$E$3)^2)","v":1.3034225982783759E-3}]
[null,null,1476.2621384419531,0.36116318460000002,0.3602434826,null,{"$f":"((D168-$D$3)^2+(E168-$E$3)^2)","v":1.2667245775449516E-3}]
[null,null,1479.952793788058,0.36065208160000001,0.36025799450000001,null,{"$f":"((D169-$D$3)^2+(E169-$E$3)^2)","v":1.2306036404287183E-3}]
[null,null,1483.652675772528,0.36014173119999998,0.36027215000000001,null,{"$f":"((D170-$D$3)^2+(E170-$E$3)^2)","v":1.1950576141800809E-3}]
[null,null,1487.3618074619592,0.35963213570000002,0.36028594790000001,null,{"$f":"((D171-$D$3)^2+(E171-$E$3)^2)","v":1.1600843206458621E-3}]
[null,null,1491.080211980614,0.3591232976,0.36029938659999999,null,{"$f":"((D172-$D$3)^2+(E172-$E$3)^2)","v":1.1256815897444884E-3}]
[null,null,1494.8079125105655,0.35861521909999999,0.36031246490000002,null,{"$f":"((D173-$D$3)^2+(E173-$E$3)^2)","v":1.0918472254541466E-3}]
[null,null,1498.5449322918419,0.35810790240000001,0.36032518130000002,null,{"$f":"((D174-$D$3)^2+(E174-$E$3)^2)","v":1.0585790268894169E-3}]
[null,null,1502.2912946225713,0.35760134989999998,0.3603375345,null,{"$f":"((D175-$D$3)^2+(E175-$E$3)^2)","v":1.025874801178304E-3}]
[null,null,1506.0470228591275,0.35709556370000001,0.36034952320000002,null,{"$f":"((D176-$D$3)^2+(E176-$E$3)^2)","v":9.937323309667657E-4}]
[null,null,1509.8121404162753,0.35659054620000002,0.36036114590000001,null,{"$f":"((D177-$D$3)^2+(E177-$E$3)^2)","v":9.6214941316849316E-4}]
[null,null,1513.5866707673158,0.35608629939999997,0.36037240139999999,null,{"$f":"((D178-$D$3)^2+(E178-$E$3)^2)","v":9.3112381484668672E-4}]
[null,null,1517.370637444234,0.35558282559999999,0.36038328829999999,null,{"$f":"((D179-$D$3)^2+(E179-$E$3)^2)","v":9.0065331721753692E-4}]
[null,null,1521.1640640378446,0.35508012690000001,0.36039380529999998,null,{"$f":"((D180-$D$3)^2+(E180-$E$3)^2)","v":8.7073568472268706E-4}]
[null,null,1524.9669741979392,0.35457820540000001,0.360403951,null,{"$f":"((D181-$D$3)^2+(E181-$E$3)^2)","v":8.4136867764094336E-4}]
[null,null,1528.779391633434,0.3540770634,0.36041372420000001,null,{"$f":"((D182-$D$3)^2+(E182-$E$3)^2)","v":8.1255006360458676E-4}]
[null,null,1532.6013401125174,0.35357670270000002,0.36042312360000001,null,{"$f":"((D183-$D$3)^2+(E183-$E$3)^2)","v":7.8427757736662868E-4}]
[null,null,1536.4328434627987,0.35307712569999999,0.36043214779999999,null,{"$f":"((D184-$D$3)^2+(E184-$E$3)^2)","v":7.5654898384552611E-4}]
[null,null,1540.2739255714557,0.35257833420000001,0.36044079559999997,null,{"$f":"((D185-$D$3)^2+(E185-$E$3)^2)","v":7.2936201044491338E-4}]
[null,null,1544.1246103853844,0.35208033030000002,0.36044906580000002,null,{"$f":"((D186-$D$3)^2+(E186-$E$3)^2)","v":7.0271439775239234E-4}]
[null,null,1547.9849219113478,0.35158311619999999,0.36045695690000001,null,{"$f":"((D187-$D$3)^2+(E187-$E$3)^2)","v":6.7660388757304719E-4}]
[null,null,1551.854884216126,0.3510866936,0.36046446789999997,null,{"$f":"((D188-$D$3)^2+(E188-$E$3)^2)","v":6.5102819213473434E-4}]
[null,null,1555.7345214266663,0.35059106470000001,0.3604715973,null,{"$f":"((D189-$D$3)^2+(E189-$E$3)^2)","v":6.2598504629727116E-4}]
[null,null,1559.6238577302329,0.3500962313,0.36047834410000001,null,{"$f":"((D190-$D$3)^2+(E190-$E$3)^2)","v":6.0147216133785597E-4}]
[null,null,1563.5229173745583,0.34960219549999999,0.36048470690000001,null,{"$f":"((D191-$D$3)^2+(E191-$E$3)^2)","v":5.7748726027417202E-4}]
[null,null,1567.4317246679946,0.3491089591,0.36049068449999999,null,{"$f":"((D192-$D$3)^2+(E192-$E$3)^2)","v":5.5402804840899884E-4}]
[null,null,1571.3503039796644,0.34861652409999999,0.36049627569999998,null,{"$f":"((D193-$D$3)^2+(E193-$E$3)^2)","v":5.3109223781980242E-4}]
[null,null,1575.2786797396136,0.34812489219999998,0.36050147929999998,null,{"$f":"((D194-$D$3)^2+(E194-$E$3)^2)","v":5.0867752386078442E-4}]
[null,null,1579.2168764389626,0.34763406549999998,0.36050629410000001,null,{"$f":"((D195-$D$3)^2+(E195-$E$3)^2)","v":4.8678161756345555E-4}]
[null,null,1583.1649186300599,0.34714404560000001,0.36051071899999998,null,{"$f":"((D196-$D$3)^2+(E196-$E$3)^2)","v":4.6540220493044345E-4}]
[null,null,1587.1228309266351,0.34665483460000002,0.36051475259999999,null,{"$f":"((D197-$D$3)^2+(E197-$E$3)^2)","v":4.4453699140421435E-4}]
[null,null,1591.0906380039517,0.34616643400000002,0.36051839400000002,null,{"$f":"((D198-$D$3)^2+(E198-$E$3)^2)","v":4.2418365452690827E-4}]
[null,null,1595.0683645989614,0.34567884580000002,0.36052164180000001,null,{"$f":"((D199-$D$3)^2+(E199-$E$3)^2)","v":4.0433989067313017E-4}]
[null,null,1599.0560355104587,0.34519207169999999,0.36052449489999999,null,{"$f":"((D200-$D$3)^2+(E200-$E$3)^2)","v":3.8500338163686331E-4}]
[null,null,1603.0536755992348,0.34470611340000001,0.36052695229999998,null,{"$f":"((D201-$D$3)^2+(E201-$E$3)^2)","v":3.6617180752081399E-4}]
[null,null,1607.0613097882328,0.34422097280000002,0.36052901269999998,null,{"$f":"((D202-$D$3)^2+(E202-$E$3)^2)","v":3.4784285403300855E-4}]
[null,null,1611.0789630627035,0.34373665139999998,0.36053067509999998,null,{"$f":"((D203-$D$3)^2+(E203-$E$3)^2)","v":3.3001419005551858E-4}]
[null,null,1615.1066604703601,0.34325315099999998,0.36053193830000002,null,{"$f":"((D204-$D$3)^2+(E204-$E$3)^2)","v":3.1268349412246599E-4}]
[null,null,1619.144427121536,0.34277047319999998,0.36053280119999997,null,{"$f":"((D205-$D$3)^2+(E205-$E$3)^2)","v":2.958484359577955E-4}]
[null,null,1623.1922881893397,0.34228861980000003,0.36053326270000002,null,{"$f":"((D206-$D$3)^2+(E206-$E$3)^2)","v":2.7950669080062894E-4}]
[null,null,1627.250268909813,0.34180759230000002,0.36053332179999997,null,{"$f":"((D207-$D$3)^2+(E207-$E$3)^2)","v":2.6365592229411549E-4}]
[null,null,1631.3183945820874,0.34132739239999998,0.36053297740000001,null,{"$f":"((D208-$D$3)^2+(E208-$E$3)^2)","v":2.4829379961723117E-4}]
[null,null,1635.3966905685425,0.3408480217,0.36053222829999998,null,{"$f":"((D209-$D$3)^2+(E209-$E$3)^2)","v":2.3341798739410363E-4}]
[null,null,1639.4851822949638,0.34036948169999998,0.36053107359999997,null,{"$f":"((D210-$D$3)^2+(E210-$E$3)^2)","v":2.1902614641380058E-4}]
[null,null,1643.5838952507011,0.33989177399999998,0.36052951220000001,null,{"$f":"((D211-$D$3)^2+(E211-$E$3)^2)","v":2.0511593961526555E-4}]
[null,null,1647.6928549888278,0.33941490019999998,0.36052754310000001,null,{"$f":"((D212-$D$3)^2+(E212-$E$3)^2)","v":1.916850290282359E-4}]
[null,null,1651.8120871262997,0.33893886179999999,0.3605251652,null,{"$f":"((D213-$D$3)^2+(E213-$E$3)^2)","v":1.7873107303398232E-4}]
[null,null,1655.9416173441155,0.33846366030000002,0.3605223776,null,{"$f":"((D214-$D$3)^2+(E214-$E$3)^2)","v":1.6625172960354351E-4}]
[null,null,1660.0814713874756,0.33798929719999998,0.36051917919999998,null,{"$f":"((D215-$D$3)^2+(E215-$E$3)^2)","v":1.542446561318874E-4}]
[null,null,1664.2316750659443,0.33751577399999999,0.36051556899999998,null,{"$f":"((D216-$D$3)^2+(E216-$E$3)^2)","v":1.4270750962063275E-4}]
[null,null,1668.3922542536091,0.3370430921,0.36051154600000002,null,{"$f":"((D217-$D$3)^2+(E217-$E$3)^2)","v":1.3163794436719134E-4}]
[null,null,1672.5632348892429,0.33657125300000001,0.36050710940000003,null,{"$f":"((D218-$D$3)^2+(E218-$E$3)^2)","v":1.2103361696166573E-4}]
[null,null,1676.7446429764659,0.33610025809999999,0.36050225809999997,null,{"$f":"((D219-$D$3)^2+(E219-$E$3)^2)","v":1.1089218140174778E-4}]
[null,null,1680.936504583907,0.33563010879999999,0.3604969911,null,{"$f":"((D220-$D$3)^2+(E220-$E$3)^2)","v":1.0121129179797755E-4}]
[null,null,1685.1388458453666,0.33516080650000002,0.36049130759999998,null,{"$f":"((D221-$D$3)^2+(E221-$E$3)^2)","v":9.1988602443656296E-5}]
[null,null,1689.35169295998,0.33469235260000002,0.3604852066,null,{"$f":"((D222-$D$3)^2+(E222-$E$3)^2)","v":8.3221767668314125E-5}]
[null,null,1693.5750721923798,0.33422474839999999,0.36047868719999998,null,{"$f":"((D223-$D$3)^2+(E223-$E$3)^2)","v":7.4908440271483531E-5}]
[null,null,1697.8090098728608,0.3337579953,0.36047174850000002,null,{"$f":"((D224-$D$3)^2+(E224-$E$3)^2)","v":6.7046275250100214E-5}]
[null,null,1702.0535323975428,0.33329209459999998,0.36046438949999998,null,{"$f":"((D225-$D$3)^2+(E225-$E$3)^2)","v":5.9632926236835637E-5}]
[null,null,1706.3086662285366,0.33282704759999998,0.36045660950000002,null,{"$f":"((D226-$D$3)^2+(E226-$E$3)^2)","v":5.2666047598791743E-5}]
[null,null,1710.5744378941079,0.3323628555,0.36044840750000001,null,{"$f":"((D227-$D$3)^2+(E227-$E$3)^2)","v":4.6143292879973111E-5}]
[null,null,1714.850873988843,0.33189951969999998,0.36043978269999999,null,{"$f":"((D228-$D$3)^2+(E228-$E$3)^2)","v":4.0062319277560516E-5}]
[null,null,1719.1380011738149,0.33143704140000002,0.36043073419999999,null,{"$f":"((D229-$D$3)^2+(E229-$E$3)^2)","v":3.4420781943829157E-5}]
[null,null,1723.4358461767495,0.3309754218,0.36042126120000001,null,{"$f":"((D230-$D$3)^2+(E230-$E$3)^2)","v":2.921633716853848E-5}]
[null,null,1727.7444357921913,0.33051466219999998,0.36041136289999998,null,{"$f":"((D231-$D$3)^2+(E231-$E$3)^2)","v":2.4446643358955946E-5}]
[null,null,1732.0637968816718,0.33005476379999998,0.36040103839999998,null,{"$f":"((D232-$D$3)^2+(E232-$E$3)^2)","v":2.0109358789568666E-5}]
[null,null,1736.3939563738759,0.32959572770000001,0.36039028690000002,null,{"$f":"((D233-$D$3)^2+(E233-$E$3)^2)","v":1.6202142146266009E-5}]
[null,null,1740.7349412648105,0.32913755519999999,0.36037910769999998,null,{"$f":"((D234-$D$3)^2+(E234-$E$3)^2)","v":1.2722655140953504E-5}]
[null,null,1745.0867786179724,0.32868024730000001,0.36036750000000001,null,{"$f":"((D235-$D$3)^2+(E235-$E$3)^2)","v":9.6685584669377315E-6}]
[null,null,1749.4494955645173,0.3282238053,0.36035546299999999,null,{"$f":"((D236-$D$3)^2+(E236-$E$3)^2)","v":7.0375164064037336E-6}]
[null,null,1753.8231193034285,0.32776823020000001,0.36034299590000002,null,{"$f":"((D237-$D$3)^2+(E237-$E$3)^2)","v":4.8271928525307382E-6}]
[null,null,1758.2076771016871,0.3273135231,0.3603300981,null,{"$f":"((D238-$D$3)^2+(E238-$E$3)^2)","v":3.0352541172668665E-6}]
[null,null,1762.6031962944412,0.32685968520000003,0.36031676870000001,null,{"$f":"((D239-$D$3)^2+(E239-$E$3)^2)","v":1.6593684355677765E-6}]
[null,null,1767.0097042851771,0.3264067175,0.36030300710000002,null,{"$f":"((D240-$D$3)^2+(E240-$E$3)^2)","v":6.9720510812534115E-7}]
[null,null,1771.4272285458899,0.325954621,0.3602888125,null,{"$f":"((D241-$D$3)^2+(E241-$E$3)^2)","v":1.4643553308192159E-7}]
[null,null,1775.8557966172546,0.32550339690000002,0.36027418430000002,null,{"$f":"((D242-$D$3)^2+(E242-$E$3)^2)","v":4.7332279313709703E-9}]
[null,null,1780.2954361087975,0.32505304610000002,0.36025912170000002,null,{"$f":"((D243-$D$3)^2+(E243-$E$3)^2)","v":2.6977345665772643E-7}]
[null,null,1784.7461746990693,0.32460356969999998,0.3602436242,null,{"$f":"((D244-$D$3)^2+(E244-$E$3)^2)","v":9.3923363311758847E-7}]
[null,null,1789.2080401358169,0.32415496859999998,0.36022769100000002,null,{"$f":"((D245-$D$3)^2+(E245-$E$3)^2)","v":2.0107935919399754E-6}]
[null,null,1793.6810602361563,0.32370724379999999,0.36021132150000001,null,{"$f":"((D246-$D$3)^2+(E246-$E$3)^2)","v":3.482135371808621E-6}]
[null,null,1798.1652628867466,0.32326039629999997,0.36019451499999999,null,{"$f":"((D247-$D$3)^2+(E247-$E$3)^2)","v":5.3509432697397749E-6}]
[null,null,1802.6606760439633,0.32281442710000002,0.36017727100000002,null,{"$f":"((D248-$D$3)^2+(E248-$E$3)^2)","v":7.6149038211027501E-6}]
[null,null,1807.1673277340731,0.32236933699999998,0.36015958879999999,null,{"$f":"((D249-$D$3)^2+(E249-$E$3)^2)","v":1.0271707163194851E-5}]
[null,null,1811.6852460534083,0.32192512709999999,0.3601414678,null,{"$f":"((D250-$D$3)^2+(E250-$E$3)^2)","v":1.3319044253374274E-5}]
[null,null,1816.2144591685417,0.32148179809999999,0.36012290749999998,null,{"$f":"((D251-$D$3)^2+(E251-$E$3)^2)","v":1.6754611267186376E-5}]
[null,null,1820.754995316463,0.32103935090000002,0.36010390730000003,null,{"$f":"((D252-$D$3)^2+(E252-$E$3)^2)","v":2.0576106003808844E-5}]
[null,null,1825.306882804754,0.32059778659999999,0.36008446659999999,null,{"$f":"((D253-$D$3)^2+(E253-$E$3)^2)","v":2.4781227000537157E-5}]
[null,null,1829.8701500117656,0.32015710580000001,0.36006458489999998,null,{"$f":"((D254-$D$3)^2+(E254-$E$3)^2)","v":2.9367680211075276E-5}]
[null,null,1834.4448253867949,0.31971730949999999,0.36004426160000003,null,{"$f":"((D255-$D$3)^2+(E255-$E$3)^2)","v":3.4333170763453987E-5}]
[null,null,1839.0309374502619,0.3192783985,0.36002349620000001,null,{"$f":"((D256-$D$3)^2+(E256-$E$3)^2)","v":3.9675408691130446E-5}]
[null,null,1843.6285147938875,0.3188403735,0.36000228820000002,null,{"$f":"((D257-$D$3)^2+(E257-$E$3)^2)","v":4.5392108519480479E-5}]
[null,null,1848.237586080872,0.31840323539999998,0.35998063720000001,null,{"$f":"((D258-$D$3)^2+(E258-$E$3)^2)","v":5.1480985360868639E-5}]
[null,null,1852.858180046074,0.31796698499999998,0.35995854259999999,null,{"$f":"((D259-$D$3)^2+(E259-$E$3)^2)","v":5.7939758791210639E-5}]
[null,null,1857.4903254961891,0.31753162299999999,0.35993600390000002,null,{"$f":"((D260-$D$3)^2+(E260-$E$3)^2)","v":6.476615314517182E-5}]
[null,null,1862.1340513099294,0.31709715020000001,0.35991302079999998,null,{"$f":"((D261-$D$3)^2+(E261-$E$3)^2)","v":7.1957894484353085E-5}]
[null,null,1866.7893864382042,0.3166635673,0.35988959279999999,null,{"$f":"((D262-$D$3)^2+(E262-$E$3)^2)","v":7.951271400730217E-5}]
[null,null,1871.4563599042997,0.31623087500000002,0.3598657193,null,{"$f":"((D263-$D$3)^2+(E263-$E$3)^2)","v":8.7428346596290653E-5}]
[null,null,1876.1350008040604,0.31579907410000002,0.35984140009999999,null,{"$f":"((D264-$D$3)^2+(E264-$E$3)^2)","v":9.5702528468073514E-5}]
[null,null,1880.8253383060705,0.31536816519999999,0.35981663470000003,null,{"$f":"((D265-$D$3)^2+(E265-$E$3)^2)","v":1.0433300342900115E-4}]
[null,null,1885.5274016518356,0.314938149,0.35979142279999998,null,{"$f":"((D266-$D$3)^2+(E266-$E$3)^2)","v":1.1331751696050685E-4}]
[null,null,1890.241220155965,0.31450902619999999,0.35976576389999998,null,{"$f":"((D267-$D$3)^2+(E267-$E$3)^2)","v":1.2265381837566429E-4}]
[null,null,1894.9668232063548,0.31408079750000001,0.35973965759999998,null,{"$f":"((D268-$D$3)^2+(E268-$E$3)^2)","v":1.3233966056401216E-4}]
[null,null,1899.7042402643706,0.3136534634,0.35971310379999999,null,{"$f":"((D269-$D$3)^2+(E269-$E$3)^2)","v":1.4237280452378942E-4}]
[null,null,1904.4535008650314,0.31322702460000001,0.3596861019,null,{"$f":"((D270-$D$3)^2+(E270-$E$3)^2)","v":1.5275101121968842E-4}]
[null,null,1909.214634617194,0.31280148169999999,0.35965865159999999,null,{"$f":"((D271-$D$3)^2+(E271-$E$3)^2)","v":1.6347204755146901E-4}]
[null,null,1913.9876712037369,0.31237683529999999,0.35963075280000001,null,{"$f":"((D272-$D$3)^2+(E272-$E$3)^2)","v":1.7453368420306583E-4}]
[null,null,1918.7726403817462,0.31195308589999998,0.35960240500000001,null,{"$f":"((D273-$D$3)^2+(E273-$E$3)^2)","v":1.8593369913298642E-4}]
[null,null,1923.5695719827004,0.31153023419999998,0.35957360799999999,null,{"$f":"((D274-$D$3)^2+(E274-$E$3)^2)","v":1.9766986871374767E-4}]
[null,null,1928.3784959126569,0.31110828070000002,0.35954436150000002,null,{"$f":"((D275-$D$3)^2+(E275-$E$3)^2)","v":2.0973997897109399E-4}]
[null,null,1933.1994421524385,0.31068722580000002,0.35951466520000003,null,{"$f":"((D276-$D$3)^2+(E276-$E$3)^2)","v":2.2214182334067686E-4}]
[null,null,1938.0324407578194,0.31026707019999999,0.35948451889999999,null,{"$f":"((D277-$D$3)^2+(E277-$E$3)^2)","v":2.3487319069729262E-4}]
[null,null,1942.8775218597139,0.30984781439999998,0.35945392250000002,null,{"$f":"((D278-$D$3)^2+(E278-$E$3)^2)","v":2.4793187980072024E-4}]
[null,null,1947.734715664363,0.3094294588,0.35942287560000002,null,{"$f":"((D279-$D$3)^2+(E279-$E$3)^2)","v":2.6131569757076301E-4}]
[null,null,1952.6040524535238,0.3090120039,0.35939137799999998,null,{"$f":"((D280-$D$3)^2+(E280-$E$3)^2)","v":2.7502245209916061E-4}]
[null,null,1957.4855625846574,0.30859545030000002,0.3593594296,null,{"$f":"((D281-$D$3)^2+(E281-$E$3)^2)","v":2.8904995236350646E-4}]
[null,null,1962.3792764911188,0.30817979820000002,0.35932703020000001,null,{"$f":"((D282-$D$3)^2+(E282-$E$3)^2)","v":3.0339602556244012E-4}]
[null,null,1967.2852246823466,0.30776504830000001,0.35929417959999999,null,{"$f":"((D283-$D$3)^2+(E283-$E$3)^2)","v":3.1805848656985463E-4}]
[null,null,1972.2034377440523,0.3073512008,0.35926087769999998,null,{"$f":"((D284-$D$3)^2+(E284-$E$3)^2)","v":3.3303517210964281E-4}]
[null,null,1977.1339463384122,0.30693825629999999,0.35922712429999998,null,{"$f":"((D285-$D$3)^2+(E285-$E$3)^2)","v":3.4832390968019873E-4}]
[null,null,1982.0767812042582,0.30652621520000001,0.35919291930000002,null,{"$f":"((D286-$D$3)^2+(E286-$E$3)^2)","v":3.6392253836632133E-4}]
[null,null,1987.0319731572688,0.30611507770000002,0.3591582626,null,{"$f":"((D287-$D$3)^2+(E287-$E$3)^2)","v":3.7982890986328353E-4}]
[null,null,1991.999553090162,0.3057048443,0.35912315420000002,null,{"$f":"((D288-$D$3)^2+(E288-$E$3)^2)","v":3.9604086920732174E-4}]
[null,null,1996.9795519728873,0.30529551529999999,0.3590875939,null,{"$f":"((D289-$D$3)^2+(E289-$E$3)^2)","v":4.1255627450702211E-4}]
[null,null,2001.9720008528193,0.30488709120000002,0.3590515816,null,{"$f":"((D290-$D$3)^2+(E290-$E$3)^2)","v":4.2937298055779644E-4}]
[null,null,2006.9769308549512,0.30447957219999999,0.35901511730000002,null,{"$f":"((D291-$D$3)^2+(E291-$E$3)^2)","v":4.4648885909017626E-4}]
[null,null,2011.9943731820886,0.3040729586,0.35897820110000001,null,{"$f":"((D292-$D$3)^2+(E292-$E$3)^2)","v":4.6390178276334434E-4}]
[null,null,2017.0243591150436,0.3036672507,0.35894083269999999,null,{"$f":"((D293-$D$3)^2+(E293-$E$3)^2)","v":4.8160963044310156E-4}]
[null,null,2022.0669200128311,0.30326244889999998,0.35890301229999999,null,{"$f":"((D294-$D$3)^2+(E294-$E$3)^2)","v":4.9961028042207732E-4}]
[null,null,2027.1220873128632,0.30285855340000001,0.35886473969999999,null,{"$f":"((D295-$D$3)^2+(E295-$E$3)^2)","v":5.1790162600330938E-4}]
[null,null,2032.1898925311452,0.3024555646,0.35882601520000001,null,{"$f":"((D296-$D$3)^2+(E296-$E$3)^2)","v":5.3648155536106844E-4}]
[null,null,2037.270367262473,0.30205348250000003,0.35878683849999998,null,{"$f":"((D297-$D$3)^2+(E297-$E$3)^2)","v":5.5534798204754938E-4}]
[null,null,2042.363543180629,0.3016523076,0.35874720989999997,null,{"$f":"((D298-$D$3)^2+(E298-$E$3)^2)","v":5.7449880011208325E-4}]
[null,null,2047.4694520385804,0.30125203989999999,0.35870712939999999,null,{"$f":"((D299-$D$3)^2+(E299-$E$3)^2)","v":5.939319333284381E-4}]
[null,null,2052.5881256686766,0.30085267980000002,0.35866659690000002,null,{"$f":"((D300-$D$3)^2+(E300-$E$3)^2)","v":6.1364529218031207E-4}]
[null,null,2057.7195959828482,0.3004542275,0.35862561269999998,null,{"$f":"((D301-$D$3)^2+(E301-$E$3)^2)","v":6.3363680079833707E-4}]
[null,null,2062.8638949728052,0.30005668299999999,0.35858417679999999,null,{"$f":"((D302-$D$3)^2+(E302-$E$3)^2)","v":6.5390439996790089E-4}]
[null,null,2068.021054710237,0.29966004670000002,0.35854228919999998,null,{"$f":"((D303-$D$3)^2+(E303-$E$3)^2)","v":6.7444601591353209E-4}]
[null,null,2073.1911073470123,0.29926431860000002,0.35849995019999997,null,{"$f":"((D304-$D$3)^2+(E304-$E$3)^2)","v":6.9525959974209024E-4}]
[null,null,2078.3740851153798,0.29886949899999998,0.35845715989999999,null,{"$f":"((D305-$D$3)^2+(E305-$E$3)^2)","v":7.1634309333736413E-4}]
[null,null,2083.5700203281681,0.29847558790000001,0.35841391839999998,null,{"$f":"((D306-$D$3)^2+(E306-$E$3)^2)","v":7.3769446003261281E-4}]
[null,null,2088.7789453789883,0.2980825855,0.35837022590000001,null,{"$f":"((D307-$D$3)^2+(E307-$E$3)^2)","v":7.5931165792319057E-4}]
[null,null,2094.0008927424356,0.29769049199999997,0.35832608249999998,null,{"$f":"((D308-$D$3)^2+(E308-$E$3)^2)","v":7.8119265097042611E-4}]
[null,null,2099.2358949742916,0.29729930729999998,0.35828148850000002,null,{"$f":"((D309-$D$3)^2+(E309-$E$3)^2)","v":8.0333542481427389E-4}]
[null,null,2104.4839847117273,0.29690903159999998,0.3582364441,null,{"$f":"((D310-$D$3)^2+(E310-$E$3)^2)","v":8.2573795468557517E-4}]
[null,null,2109.7451946735064,0.2965196651,0.35819094940000001,null,{"$f":"((D311-$D$3)^2+(E311-$E$3)^2)","v":8.4839822171039949E-4}]
[null,null,2115.01955766019,0.2961312076,0.35814500469999999,null,{"$f":"((D312-$D$3)^2+(E312-$E$3)^2)","v":8.71314235231207E-4}]
[null,null,2120.3071065543404,0.29574365940000003,0.3580986102,null,{"$f":"((D313-$D$3)^2+(E313-$E$3)^2)","v":8.9448398188293808E-4}]
[null,null,2125.6078743207263,0.2953570204,0.35805176630000002,null,{"$f":"((D314-$D$3)^2+(E314-$E$3)^2)","v":9.179054767522232E-4}]
[null,null,2130.921894006528,0.2949712907,0.3580044731,null,9.41576730381152E-4]
[null,null,2136.2491987415442,0.29458647030000001,0.35795673099999997,null,9.6549576394220607E-4]
[null,null,2141.5898217383979,0.29420255919999999,0.35790854020000001,null,9.8966060557333113E-4]
[null,null,2146.9437962927436,0.29381955729999998,0.35785990109999999,null,1.014069294888238E-3]
[null,null,2152.3111557834754,0.29343746479999999,0.35781081399999998,null,1.0387198590306739E-3]
[null,null,2157.6919336729338,0.29305628150000002,0.3577612792,null,1.0636103565939928E-3]
[null,null,2163.086163507116,0.29267600729999999,0.3577112972,null,1.0887388452206937E-3]
[null,null,2168.4938789158837,0.29229664239999997,0.35766086809999997,null,1.1141033709453491E-3]
[null,null,2173.9151136131732,0.29191818650000001,0.35760999249999997,null,1.1397020163016721E-3]
[null,null,2179.3499013972059,0.29154063959999998,0.35755867079999998,null,1.1655328513120468E-3]
[null,null,2184.7982761506987,0.29116400170000001,0.3575069032,null,1.1915939530951886E-3]
[null,null,2190.2602718410753,0.29078827260000001,0.35745469029999999,null,1.2178834164934822E-3]
[null,null,2195.7359225206778,0.29041345210000002,0.35740203250000002,null,1.2443993439969947E-3]
[null,null,2201.2252623269792,0.29003954030000001,0.35734893010000002,null,1.2711398239355039E-3]
[null,null,2206.7283254827967,0.28966653689999999,0.35729538379999998,null,1.2981029766917695E-3]
[null,null,2212.2451462965037,0.28929444180000002,0.35724139389999998,null,1.3252869172972839E-3]
[null,null,2217.7757591622449,0.28892325489999998,0.35718696100000003,null,1.3526897652291038E-3]
[null,null,2223.3201985601504,0.28855297590000001,0.35713208549999997,null,1.3803096621935562E-3]
[null,null,2228.8784990565505,0.28818360479999999,0.35707676789999998,null,1.4081447336597016E-3]
[null,null,2234.4506953041919,0.28781514120000001,0.35702100879999998,null,1.4361931405489472E-3]
[null,null,2240.0368220424521,0.28744758510000001,0.35696480870000002,null,1.4644530209703909E-3]
[null,null,2245.636914097558,0.28708093610000002,0.35690816819999999,null,1.4929225490365647E-3]
[null,null,2251.2510063828017,0.28671519410000001,0.35685108770000001,null,1.5215998839209202E-3]
[null,null,2256.8791338987585,0.28635035879999998,0.35679356800000001,null,1.5504832039071558E-3]
[null,null,2262.5213317335051,0.28598643010000002,0.35673560949999999,null,1.5795706808779902E-3]
[null,null,2268.1776350628388,0.28562340749999998,0.35667721299999999,null,1.6088605219886482E-3]
[null,null,2273.8480791504958,0.28526129090000002,0.35661837889999998,null,1.6383509122315078E-3]
[null,null,2279.5326993483718,0.28490008,0.35655910790000001,null,1.6680400568133582E-3]
[null,null,2285.2315310967424,0.28453977450000001,0.35649940070000002,null,1.6979261675453159E-3]
[null,null,2290.9446099244842,0.28418037410000002,0.35643925789999997,null,1.7280074635989085E-3]
[null,null,2296.6719714492951,0.28382187840000001,0.35637868020000002,null,1.758282178345722E-3]
[null,null,2302.4136513779181,0.2834642872,0.3563176683,null,1.7887485351705424E-3]
[null,null,2308.1696855063628,0.28310760010000002,0.35625622280000002,null,1.8194047815204921E-3]
[null,null,2313.9401097201285,0.2827518168,0.35619434439999997,null,1.8502491623434423E-3]
[null,null,2319.7249599944289,0.28239693690000001,0.35613203389999998,null,1.8812799369284381E-3]
[null,null,2325.5242723944148,0.28204296000000001,0.35606929199999998,null,1.9124953721628415E-3]
[null,null,2331.3380830754008,0.28168988589999999,0.35600611939999999,null,1.9438937241742322E-3]
[null,null,2337.1664282830893,0.28133771400000002,0.35594251690000001,null,1.9754732898271442E-3]
[null,null,2343.0093443537971,0.28098644410000001,0.35587848519999998,null,2.0072323384769217E-3]
[null,null,2348.8668677146816,0.28063607559999998,0.35581402519999999,null,2.0391691798347204E-3]
[null,null,2354.7390348839681,0.28028660820000001,0.35574913749999998,null,2.0712821063544004E-3]
[null,null,2360.6258824711781,0.2799380414,0.35568382310000002,null,2.1035694315675348E-3]
[null,null,2366.527447177356,0.27959037489999999,0.3556180826,null,2.1360294611745168E-3]
[null,null,2372.4437657952994,0.27924360809999998,0.3555519171,null,2.1686605304210562E-3]
[null,null,2378.3748752097877,0.2788977406,0.35548532719999998,null,2.201460967701816E-3]
[null,null,2384.320812397812,0.278552772,0.3554183138,null,2.234429105218828E-3]
[null,null,2390.2816144288063,0.27820870170000001,0.35535087780000002,null,2.2675633006681022E-3]
[null,null,2396.2573184648782,0.27786552930000002,0.35528302010000001,null,2.3008618997458854E-3]
[null,null,2402.2479617610402,0.27752325430000002,0.35521474149999999,null,2.334323265287575E-3]
[null,null,2408.2535816654427,0.2771818761,0.35514604300000002,null,2.3679457745842858E-3]
[null,null,2414.2742156196059,0.27684139419999998,0.35507692540000002,null,2.4017278042373835E-3]
[null,null,2420.3099011586546,0.27650180819999998,0.35500738970000001,null,2.4356677257229174E-3]
[null,null,2426.360675911551,0.2761631175,0.3549374367,null,2.4697639388146391E-3]
[null,null,2432.4265776013299,0.2758253215,0.35486706750000002,null,2.504014847075897E-3]
[null,null,2438.5076440453331,0.27548841969999999,0.35479628299999999,null,2.5384188530941016E-3]
[null,null,2444.6039131554462,0.27515241150000003,0.35472508419999998,null,2.5729743751038152E-3]
[null,null,2450.7154229383345,0.27481729630000001,0.35465347190000002,null,2.6076798404571816E-3]
[null,null,2456.8422114956802,0.27448307360000002,0.35458144730000002,null,2.6425336686961513E-3]
[null,null,2462.9843170244194,0.27414974269999998,0.35450901130000001,null,2.6775343098411008E-3]
[null,null,2469.1417778169803,0.27381730310000002,0.35443616490000002,null,2.7126801991786765E-3]
[null,null,2475.3146322615225,0.27348575419999999,0.35436290920000002,null,2.7479697877574325E-3]
[null,null,2481.5029188421763,0.27315509519999998,0.35428924509999998,null,2.7834015567038844E-3]
[null,null,2487.7066761392816,0.2728253256,0.3542151738,null,2.8189739592016485E-3]
[null,null,2493.9259428296295,0.27249644470000001,0.35414069619999999,null,{"$f":"((D378-$D$3)^2+(E378-$E$3)^2)","v":2.8546854796993627E-3}]
[null,null,2500.1607576867036,0.27216845200000001,0.35406581339999998,null,2.8905345858382565E-3]
[null,null,2506.4111595809204,0.27184134659999998,0.35399052660000002,null,2.9265197933619207E-3]
[null,null,2512.6771874798724,0.2715151281,0.35391483670000001,null,2.9626395751150437E-3]
[null,null,2518.958880448572,0.27118979560000001,0.3538387449,null,2.9988924606578382E-3]
[null,null,2525.2562776496934,0.27086534849999999,0.35376225230000002,null,3.0352769553255964E-3]
[null,null,2531.5694183438177,0.27054178600000001,0.35368536010000001,null,3.0717915917029101E-3]
[null,null,2537.8983418896769,0.27021910760000001,0.35360806919999999,null,3.108434880154656E-3]
[null,null,2544.2430877444008,0.26989731239999998,0.3535303809,null,3.1452053765690432E-3]
[null,null,2550.6036954637616,0.26957639979999998,0.35345229639999998,null,3.1821016117438636E-3]
[null,null,2556.9802047024209,0.269256369,0.35337381670000001,null,3.2191221481751337E-3]
[null,null,2563.372655214177,0.26893721929999997,0.35329494309999998,null,3.256265539869792E-3]
[null,null,2569.7810868522124,0.26861894990000001,0.35321567669999998,null,3.2935303616104697E-3]
[null,null,2576.2055395693428,0.2683015601,0.3531360187,null,3.3309151822167064E-3]
[null,null,2582.6460534182661,0.26798504899999998,0.35305597030000002,null,3.3684186001221501E-3]
[null,null,2589.1026685518118,0.26766941599999999,0.35297553269999998,null,3.4060391860814307E-3]
[null,null,2595.5754252231914,0.26735466019999998,0.35289470709999998,null,3.4437755520617076E-3]
[null,null,2602.064363786249,0.2670407809,0.35281349490000002,null,3.481626290647561E-3]
[null,null,2608.5695246957143,0.26672777720000002,0.35273189710000002,null,3.5195900303566599E-3]
[null,null,2615.0909485074535,0.26641564839999998,0.35264991499999998,null,3.5576653785653928E-3]
[null,null,2621.6286758787219,0.26610439349999998,0.35256755000000001,null,3.5958509831674045E-3]
[null,null,2628.1827475684186,0.26579401190000002,0.35248480319999997,null,3.6341454559444182E-3]
[null,null,2634.7532044373393,0.26548450260000001,0.35240167589999999,null,3.6725474598140097E-3]
[null,null,2641.3400874484323,0.26517586479999999,0.3523181695,null,3.7110556389945665E-3]
[null,null,2647.9434376670533,0.26486809770000003,0.3522342852,null,3.7496686473859706E-3]
[null,null,2654.5632962612208,0.26456120030000002,0.35215002429999998,null,3.7883851682416255E-3]
[null,null,2661.1997045018738,0.26425517189999997,0.35206538809999999,null,3.8272038549982948E-3]
[null,null,2667.8527037631284,0.26395001159999998,0.35198037789999997,null,3.866123391955576E-3]
[null,null,2674.5223355225362,0.26364571840000001,0.3518949952,null,3.9051424791244171E-3]
[null,null,2681.2086413613424,0.26334229149999999,0.3518092411,null,3.9442598051574332E-3]
[null,null,2687.9116629647456,0.26303972990000002,0.35172311709999998,null,3.9834740833990488E-3]
[null,null,2694.6314421221573,0.26273803289999997,0.35163662449999999,null,4.0227839996556224E-3]
[null,null,2701.3680207274624,0.26243719939999999,0.35154976469999999,null,4.0621882945906431E-3]
[null,null,2708.1214407792809,0.26213722849999999,0.35146253910000003,null,4.1016856904568409E-3]
[null,null,2714.8917443812288,0.26183811940000001,0.35137494899999999,null,4.1412749049959483E-3]
[null,null,2721.6789737421818,0.26153987099999998,0.3512869958,null,4.1809546988323858E-3]
[null,null,2728.4831711765373,0.26124248239999998,0.3511986809,null,4.2207238137399105E-3]
[null,null,2735.3043791044784,0.26094595259999998,0.35111000570000001,null,4.2605810107952226E-3]
[null,null,2742.1426400522396,0.26065028080000002,0.35102097170000002,null,4.3005250298436704E-3]
[null,null,2748.9979966523701,0.26035546590000003,0.35093158019999998,null,4.3405546596170996E-3]
[null,null,2755.870491644001,0.26006150700000003,0.35084183270000002,null,4.3806686657117486E-3]
[null,null,2762.7601678731107,0.25976840299999998,0.35075173059999998,null,4.4208658481520611E-3]
[null,null,2769.6670682927934,0.25947615299999999,0.35066127540000003,null,4.4611449853163608E-3]
[null,null,2776.5912359635254,0.25918475600000002,0.35057046850000001,null,4.5015048769497428E-3]
[null,null,2783.5327140534341,0.25889421099999999,0.35047931139999999,null,4.5419443272650484E-3]
[null,null,2790.4915458385676,0.25860451690000003,0.35038780559999999,null,4.5824621601958685E-3]
[null,null,2797.4677747031637,0.25831567280000001,0.3502959524,null,4.623057183296593E-3]
[null,null,2804.4614441399217,0.2580276775,0.35020375349999999,null,4.6637282427778367E-3]
[null,null,2811.4725977502712,0.25774053019999998,0.35011121029999998,null,4.7044741432416852E-3]
[null,null,2818.5012792446469,0.25745422969999998,0.35001832420000001,null,4.7452937496163224E-3]
[null,null,2825.5475324427584,0.25716877500000002,0.34992509690000001,null,4.7861858999793455E-3]
[null,null,2832.6114012738653,0.256884165,0.34983152979999999,null,4.8271494584256301E-3]
[null,null,2839.6929297770498,0.25660039870000001,0.3497376244,null,4.8681832795838854E-3]
[null,null,2846.7921621014921,0.25631747500000002,0.34964338220000002,null,4.9092862380401073E-3]
[null,null,2853.9091425067459,0.25603539279999998,0.34954880490000001,null,4.9504572103939177E-3]
[null,null,2861.0439153630127,0.25575415099999999,0.34945389389999998,null,4.9916950858634925E-3]
[null,null,2868.1965251514202,0.25547374859999999,0.3493586507,null,5.0329987437868866E-3]
[null,null,2875.3670164642986,0.25519418449999998,0.34926307699999998,null,5.0743670791674259E-3]
[null,null,2882.5554340054591,0.2549154575,0.34916717429999999,null,5.1157990116219559E-3]
[null,null,2889.7618225904725,0.25463756659999998,0.3490709441,null,5.1572934387783351E-3]
[null,null,2896.9862271469487,0.25436051059999998,0.34897438809999998,null,5.1988492881394907E-3]
[null,null,2904.2286927148161,0.25408428830000002,0.34887750769999998,null,5.2404655002202417E-3]
[null,null,2911.4892644466031,0.25380889880000002,0.34878030459999998,null,5.2821409719535518E-3]
[null,null,2918.7679876077195,0.25353434079999998,0.34868278050000001,null,5.3238746633547888E-3]
[null,null,2926.0649075767387,0.25326061319999998,0.34858493670000001,null,{"$f":"((D442-$D$3)^2+(E442-$E$3)^2)","v":5.365665521170764E-3}]
[null,null,2933.3800698456803,0.25298771489999999,0.34848677509999998,null,5.4075124841468933E-3]
[null,null,2940.7135200202943,0.25271564460000001,0.34838829719999997,null,5.4494145353302876E-3]
[null,null,2948.065303820345,0.25244440130000001,0.34828950450000001,null,5.4913706202592179E-3]
[null,null,2955.4354670798957,0.25217398369999999,0.34819039880000002,null,5.5333797269465192E-3]
[null,null,2962.8240557475951,0.25190439079999999,0.34809098160000002,null,5.5754408125864262E-3]
[null,null,2970.2311158869638,0.2516356213,0.34799125460000002,null,5.6175528794525616E-3]
[null,null,2977.6566936766812,0.25136767399999999,0.34789121940000001,null,5.6597149235439693E-3]
[null,null,2985.1008354108726,0.25110054770000001,0.3477908777,null,5.7019259442861658E-3]
[null,null,2992.5635874993995,0.25083424129999998,0.34769023100000002,null,5.7441849370056322E-3]
[null,null,3000.0449964681479,0.25056875350000002,0.34758928119999999,null,5.7864909226125246E-3]
[null,null,3007.545108959318,0.25030408320000003,0.34748802969999998,null,5.8288429105041069E-3]
[null,null,3015.0639717317163,0.250040229,0.34738647830000002,null,5.8712399508404891E-3]
[null,null,3022.6016316610453,0.2497771899,0.34728462869999999,null,5.9136810417796748E-3]
[null,null,3030.1581357401978,0.2495149646,0.3471824825,null,5.9561652349772497E-3]
[null,null,3037.7335310795484,0.2492535518,0.34708004139999998,null,5.9986915853766165E-3]
[null,null,3045.3278649072472,0.24899295029999999,0.34697730700000001,null,6.0412591410798043E-3]
[null,null,3052.9411845695154,0.24873315879999999,0.34687428120000002,null,6.083866963172784E-3]
[null,null,3060.5735375309391,0.24847417620000001,0.34677096549999997,null,6.1265140982957574E-3]
[null,null,3068.2249713747665,0.2482160011,0.3466673616,null,6.1691996395333692E-3]
[null,null,3075.8955338032033,0.24795863239999999,0.34656347129999998,null,6.2119226365591378E-3]
[null,null,3083.5852726377111,0.24770206859999999,0.3464592963,null,6.2546822092744972E-3]
[null,null,3091.2942358193054,0.24744630870000001,0.34635483820000001,null,6.2974774082818251E-3]
[null,null,3099.0224714088536,0.24719135119999999,0.34625009880000002,null,6.3403073620258658E-3]
[null,null,3106.7700275873754,0.246937195,0.34614507979999998,null,6.3831711447657905E-3]
[null,null,3114.5369526563436,0.24668383860000001,0.34603978299999999,null,6.4260678961592056E-3]
[null,null,3122.3232950379843,0.246431281,0.34593421000000002,null,6.4689966882920348E-3]
[null,null,3130.1291032755789,0.24617952060000001,0.34582836249999999,null,6.5119566905918374E-3]
[null,null,3137.9544260337675,0.24592855629999999,0.34572224239999999,null,6.5549469930758584E-3]
[null,null,3145.7993120988517,0.2456783867,0.34561585140000001,null,6.5979667444117001E-3]
[null,null,3153.6638103790988,0.2454290106,0.3455091911,null,6.6410150697542424E-3]
[null,null,3161.5479699050466,0.2451804266,0.34540226330000001,null,6.6840911257123204E-3]
[null,null,3169.4518398298092,0.24493263330000001,0.34529506989999997,null,6.7271940713429599E-3]
[null,null,3177.3754694293834,0.2446856295,0.34518761250000002,null,6.7703230477292797E-3]
[null,null,3185.3189081029568,0.24443941390000001,0.34507989280000001,null,6.8134772143007708E-3]
[null,null,3193.2822053732139,0.24419398510000001,0.3449719128,null,6.8566557428212573E-3]
[null,null,3201.2654108866468,0.24394934169999999,0.34486367400000001,null,6.8998578256166338E-3]
[null,null,3209.2685744138635,0.24370548240000001,0.34475517830000002,null,6.9430826317718707E-3]
[null,null,3217.2917458498978,0.24346240590000001,0.34464642740000001,null,6.9863293416021974E-3]
[null,null,3225.3349752145223,0.2432201108,0.34453742320000003,null,7.0295971507195153E-3]
[null,null,3233.3983126525586,0.2429785958,0.34442816729999998,null,7.0728852528381125E-3]
[null,null,3241.48180843419,0.24273785949999999,0.34431866160000002,null,7.1161928538143763E-3]
[null,null,3249.5855129552751,0.24249790039999999,0.34420890780000002,null,7.1595191875975569E-3]
[null,null,3257.709476737663,0.24225871739999999,0.34409890780000002,null,7.2028634204016166E-3]
[null,null,3265.8537504295068,0.24202030890000001,0.3439886633,null,7.2462248129235469E-3]
[null,null,3274.0183848055804,0.24178267370000001,0.34387817599999998,null,7.2896025643455079E-3]
[null,null,3282.203430767594,0.24154581019999999,0.34376744780000001,null,7.3329959391924826E-3]
[null,null,3290.4089393445129,0.2413097172,0.34365648049999997,null,7.3764041431805738E-3]
[null,null,3298.6349616928742,0.24107439319999999,0.3435452759,null,7.4198264373035562E-3]
[null,null,3306.881549097106,0.24083983689999999,0.34343383570000002,null,7.4632620571458818E-3]
[null,null,3315.1487529698488,0.2406060468,0.34332216180000003,null,7.506710270295017E-3]
[null,null,3323.4366248522733,0.24037302150000001,0.34321025589999998,null,7.5501703390899091E-3]
[null,null,3331.7452164144038,0.24014075970000001,0.3430981199,null,7.5936415068378546E-3]
[null,null,3340.0745794554396,0.2399092599,0.3429857556,null,7.6371230591016654E-3]
[null,null,3348.424765904078,0.23967852070000001,0.34287316470000001,null,7.6806142727090087E-3]
[null,null,3356.795827818838,0.23944854069999999,0.34276034909999997,null,7.7241144223188091E-3]
[null,null,3365.1878173883847,0.23921931839999999,0.34264731059999998,null,7.7676228080147255E-3]
[null,null,3373.6007869318555,0.23899085249999999,0.34253405100000001,null,7.8111387001197586E-3]
[null,null,3382.0347888991851,0.23876314139999999,0.34242057209999999,null,7.8546614255190945E-3]
[null,null,3390.489875871433,0.2385361838,0.34230687570000001,null,7.898190263870274E-3]
[null,null,3398.9661005611115,0.2383099783,0.34219296370000002,null,7.9417245130854412E-3]
[null,null,3407.4635158125143,0.23808452329999999,0.34207883779999998,null,7.9852635178318913E-3]
[null,null,3415.9821746020452,0.23785981749999999,0.3419644999,null,8.0288065678184081E-3]
[null,null,3424.5221300385501,0.2376358593,0.34184995169999999,null,8.0723530171284627E-3]
[null,null,3433.0834353636465,0.23741264740000001,0.34173519520000001,null,{"$f":"((D506-$D$3)^2+(E506-$E$3)^2)","v":8.1159021607584252E-3}]
[null,null,3441.6661439520553,0.2371901803,0.34162023209999998,null,8.1594533443446384E-3]
[null,null,3450.2703093119353,0.23696845650000001,0.34150506429999999,null,8.2030059107110059E-3]
[null,null,3458.8959850852148,0.23674747460000001,0.34138969349999998,null,8.2465591969540925E-3]
[null,null,3467.5432250479275,0.236527233,0.34127412169999999,null,8.2901125688477663E-3]
[null,null,3476.2120831105472,0.2363077304,0.34115835049999998,null,8.3336653584093704E-3]
[null,null,3484.9026133183233,0.2360889652,0.34104238190000002,null,8.3772169402795988E-3]
[null,null,3493.614869851619,0.235870936,0.34092621769999998,null,8.4207666654064692E-3]
[null,null,3502.3489070262481,0.23565364129999999,0.3408098597,null,8.4643139069761134E-3]
[null,null,3511.1047792938134,0.23543707959999999,0.3406933097,null,8.5078580425747563E-3]
[null,null,3519.8825412420479,0.2352212494,0.34057656959999999,null,8.5513984502196133E-3]
[null,null,3528.6822475951526,0.23500614919999999,0.3404596412,null,8.5949345161401673E-3]
[null,null,3537.5039532141404,0.23479177770000001,0.3403425262,null,8.6384655985540203E-3]
[null,null,3546.3477130971755,0.2345781331,0.34022522659999999,null,8.6819911386782703E-3]
[null,null,3555.2135823799181,0.2343652142,0.34010774420000001,null,8.7255104809306882E-3]
[null,null,3564.1016163358677,0.23415301929999999,0.33999008079999998,null,8.7690230648655842E-3]
[null,null,3573.0118703767071,0.23394154689999999,0.33987223820000001,null,8.8125282979243831E-3]
[null,null,3581.9444000526487,0.23373079560000001,0.33975421820000001,null,8.8560255733513404E-3]
[null,null,3590.8992610527803,0.23352076390000001,0.33963602279999999,null,8.8995142985194772E-3]
[null,null,3599.8765092054118,0.23331145010000001,0.33951765360000002,null,8.9429939382402856E-3]
[null,null,3608.8762004784253,0.23310285289999999,0.3393991126,null,8.9864638712583971E-3]
[null,null,3617.8983909796211,0.23289497070000001,0.3392804016,null,9.0299235438595152E-3]
[null,null,3626.9431369570698,0.232687802,0.33916152230000002,null,9.0733723921736665E-3]
[null,null,3636.0104947994623,0.2324813453,0.33904247669999998,null,9.1168098436891273E-3]
[null,null,3645.1005210364606,0.232275599,0.33892326649999999,null,9.1602353611518594E-3]
[null,null,3654.2132723390514,0.2320705616,0.33880389360000002,null,9.2036483842266852E-3]
[null,null,3663.3488055198986,0.2318662316,0.3386843598,null,9.2470483607225724E-3]
[null,null,3672.5071775336983,0.23166260750000001,0.33856466689999998,null,9.2904347423423787E-3]
[null,null,3681.6884454775322,0.2314596877,0.33844481669999998,null,9.3338070034784133E-3]
[null,null,3690.8926665912259,0.2312574707,0.33832481110000001,null,9.3771645992714262E-3]
[null,null,3700.1198982577039,0.2310559549,0.33820465199999999,null,9.4205070074817963E-3]
[null,null,3709.3701980033479,0.2308551388,0.33808434100000001,null,9.4638337040923708E-3]
[null,null,3718.6436234983562,0.23065502099999999,0.3379638801,null,9.5071441322027873E-3]
[null,null,3727.9402325571018,0.23045559970000001,0.337843271,null,9.5504378278459135E-3]
[null,null,3737.2600831384943,0.23025687349999999,0.3377225156,null,9.5937142460604061E-3]
[null,null,3746.6032333463404,0.23005884090000001,0.33760161570000002,null,9.6369728689453486E-3]
[null,null,3755.9697414297061,0.22986150020000001,0.33748057310000001,null,9.6802132205365231E-3]
[null,null,3765.35966578328,0.22966485,0.3373593896,null,9.723434771266427E-3]
[null,null,3774.773064947738,0.22946888870000001,0.33723806709999998,null,9.7666370288432003E-3]
[null,null,3784.2099976101072,0.22927361469999999,0.33711660719999997,null,9.8098195185044954E-3]
[null,null,3793.6705226041322,0.2290790264,0.33699501199999998,null,9.8529817461033599E-3]
[null,null,3803.1546989106423,0.22888512229999999,0.33687328309999998,null,9.8961232249438567E-3]
[null,null,3812.6625856579185,0.22869190089999999,0.3367514224,null,9.9392434579042531E-3]
[null,null,3822.1942421220633,0.22849936060000001,0.33662943169999998,null,9.9823419753791269E-3]
[null,null,3831.7497277273683,0.22830749980000001,0.33650731270000001,null,1.0025418316114988E-2]
[null,null,3841.3291020466863,0.2281163169,0.33638506740000002,null,1.0068472008192343E-2]
[null,null,3850.9324248018029,0.22792581040000001,0.33626269739999998,null,1.0111502582723669E-2]
[null,null,3860.5597558638074,0.22773597879999999,0.33614020459999999,null,1.0154509559902223E-2]
[null,null,3870.2111552534666,0.22754682030000001,0.33601759079999999,null,1.0197492526832863E-2]
[null,null,3879.8866831415999,0.22735833350000001,0.3358948578,null,1.0240450995819638E-2]
[null,null,3889.5863998494538,0.22717051690000001,0.33577200740000002,null,1.0283384501987573E-2]
[null,null,3899.3103658490772,0.22698336869999999,0.33564904130000001,null,1.0326292647807935E-2]
[null,null,3909.0586417636996,0.22679688749999999,0.33552596140000002,null,1.0369174950620336E-2]
[null,null,3918.8312883681087,0.22661107159999999,0.33540276940000002,null,1.0412031000060258E-2]
[null,null,3928.6283665890287,0.22642591949999999,0.33527946710000001,null,1.0454860344693269E-2]
[null,null,3938.4499375055011,0.22624142959999999,0.3351560563,null,1.0497662556118904E-2]
[null,null,3948.2960623492645,0.22605760029999999,0.3350325388,null,1.0540437209227779E-2]
[null,null,3958.1668025051376,0.2258744301,0.33490891639999998,null,1.0583183862237E-2]
[null,null,3968.0622195114001,0.22569191729999999,0.33478519089999997,null,1.0625902116410863E-2]
[null,null,3977.9823750601786,0.22551006030000001,0.33466136390000001,null,1.0668591566610179E-2]
[null,null,3987.9273309978289,0.22532885759999999,0.33453743730000002,null,1.0711251775593128E-2]
[null,null,3997.8971493253234,0.22514830760000001,0.33441341289999998,null,1.0753882334299006E-2]
[null,null,4007.8918921986365,0.22496840870000001,0.33428929239999999,null,1.0796482842008208E-2]
[null,null,4017.9116219291327,0.22478915930000001,0.33416507750000002,null,1.0839052901219606E-2]
[null,null,4027.9564009839555,0.2246105578,0.3340407701,null,{"$f":"((D570-$D$3)^2+(E570-$E$3)^2)","v":1.0881592107131938E-2}]
[null,null,4038.0262919864153,0.2244326026,0.33391637190000001,null,1.0924100068459751E-2]
[null,null,4048.1213577163812,0.22425529220000001,0.33379188469999999,null,1.0966576371503637E-2]
[null,null,4058.2416611106719,0.22407862479999999,0.3336673101,null,1.1009020676986022E-2]
[null,null,4068.3872652634482,0.22390259900000001,0.33354265,null,1.1051432551734108E-2]
[null,null,4078.5582334266064,0.22372721309999999,0.33341790609999999,null,1.1093811637020492E-2]
[null,null,4088.7546290101727,0.2235524656,0.33329308019999998,null,1.1136157531105671E-2]
[null,null,4098.9765155826981,0.22337835480000001,0.33316817389999998,null,1.1178469886760885E-2]
[null,null,4109.223956871655,0.2232048791,0.33304318900000002,null,1.1220748328635359E-2]
[null,null,4119.4970167638339,0.22303203699999999,0.33291812720000002,null,1.1262992469224655E-2]
[null,null,4129.7957593057436,0.22285982679999999,0.33279299039999999,null,1.1305201953937315E-2]
[null,null,4140.1202487040073,0.2226882469,0.33266778009999998,null,1.1347376432567091E-2]
[null,null,4150.470549325767,0.22251729579999999,0.33254249819999998,null,1.1389515515223225E-2]
[null,null,4160.8467256990816,0.22234697179999999,0.33241714630000002,null,1.1431618872575636E-2]
[null,null,4171.2488425133288,0.22217727330000001,0.33229172620000003,null,1.1473686146526616E-2]
[null,null,4181.6769646196117,0.2220081988,0.33216623960000002,null,1.1515716966633888E-2]
[null,null,4192.1311570311609,0.2218397466,0.33204068819999999,null,1.1557711006637389E-2]
[null,null,4202.6114849237383,0.22167191510000001,0.3319150736,null,1.1599667928106318E-2]
[null,null,4213.1180136360472,0.2215047027,0.33178939769999999,null,1.1641587378397518E-2]
[null,null,4223.6508086701369,0.22133810779999999,0.33166366200000003,null,1.1683469030315427E-2]
[null,null,4234.2099356918125,0.2211721287,0.33153786829999998,null,1.1725312563238065E-2]
[null,null,4244.7954605310415,0.22100676399999999,0.33141201840000001,null,1.1767117596550171E-2]
[null,null,4255.4074491823685,0.220842012,0.3312861138,null,1.1808883832196819E-2]
[null,null,4266.0459678053239,0.220677871,0.3311601562,null,1.1850610963480886E-2]
[null,null,4276.7110827248371,0.2205143396,0.33103414739999998,null,1.1892298617602543E-2]
[null,null,4287.4028604316491,0.22035141590000001,0.33090808910000002,null,1.1933946535122723E-2]
[null,null,4298.1213675827275,0.22018909859999999,0.33078198279999999,null,1.1975554344938378E-2]
[null,null,4308.8666710016842,0.2200273858,0.3306558302,null,1.2017121793149958E-2]
[null,null,4319.6388376791883,0.21986627610000001,0.3305296331,null,1.205864851715523E-2]
[null,null,4330.4379347733857,0.21970576789999999,0.3304033931,null,1.2100134210833205E-2]
[null,null,4341.2640296103191,0.21954585939999999,0.33027711189999998,null,1.2141578607097981E-2]
[null,null,4352.1171896843443,0.2193865492,0.330150791,null,1.2182981368723686E-2]
[null,null,4362.9974826585549,0.2192278355,0.3300244322,null,1.2224342227837446E-2]
[null,null,4373.904976365201,0.21906971689999999,0.32989803699999998,null,1.2265660852205965E-2]
[null,null,4384.8397388061139,0.2189121916,0.32977160719999998,null,1.2306936979011055E-2]
[null,null,4395.8018381531292,0.2187552582,0.32964514439999998,null,1.234817027480542E-2]
[null,null,4406.7913427485119,0.2185989149,0.32951865019999999,null,1.2389360493971392E-2]
[null,null,4417.8083211053827,0.21844316010000001,0.32939212620000002,null,1.2430507350771619E-2]
[null,null,4428.8528419081458,0.21828799230000001,0.32926557410000001,null,1.247161053427104E-2]
[null,null,4439.9249740129162,0.21813340980000001,0.32913899540000002,null,1.2512669791182159E-2]
[null,null,4451.0247864479479,0.21797941109999999,0.32901239189999998,null,1.2553684809068707E-2]
[null,null,4462.152348414068,0.21782599450000001,0.328885765,null,1.2594655345783256E-2]
[null,null,4473.3077292851031,0.21767315840000001,0.3287591164,null,1.2635581121396395E-2]
[null,null,4484.4909986083157,0.21752090120000001,0.3286324478,null,1.2676461858241162E-2]
[null,null,4495.702226104836,0.2173692213,0.32850576069999998,null,1.2717297293602402E-2]
[null,null,4506.9414816700983,0.2172181171,0.3283790566,null,1.2758087167191725E-2]
[null,null,4518.2088353742729,0.21706758700000001,0.32825233729999997,null,1.2798831201913604E-2]
[null,null,4529.504357462708,0.21691762940000001,0.32812560419999998,null,1.2839529148478581E-2]
[null,null,4540.8281183563649,0.2167682427,0.32799885899999998,null,1.288018074070163E-2]
[null,null,4552.1801886522553,0.21661942519999999,0.32787210319999999,null,1.2920785749298938E-2]
[null,null,4563.5606391238853,0.21647117539999999,0.32774533839999997,null,1.2961343897291318E-2]
[null,null,4574.969540721695,0.21632349170000001,0.32761856610000001,null,1.3001854938175119E-2]
[null,null,4586.406964573499,0.21617637240000001,0.32749178800000001,null,1.3042318636507576E-2]
[null,null,4597.8729819849323,0.21602981600000001,0.32736500549999997,null,1.3082734734968357E-2]
[null,null,4609.3676644398947,0.21588382079999999,0.32723822029999999,null,1.3123103002532407E-2]
[null,null,4620.8910836009945,0.2157383853,0.32711143380000002,null,1.3163423186295481E-2]
[null,null,4632.4433113099967,0.2155935078,0.32698464770000002,null,1.3203695059577421E-2]
[null,null,4644.0244195882715,0.2154491868,0.3268578634,null,1.3243918373818546E-2]
[null,null,4655.6344806372417,0.21530542059999999,0.32673108239999998,null,1.3284092920030008E-2]
[null,null,4667.273566838835,0.21516220759999999,0.32660430639999999,null,1.3324218455956275E-2]
[null,null,4678.9417507559319,0.2150195463,0.32647753680000002,null,1.3364294739459968E-2]
[null,null,4690.6391051328219,0.21487743500000001,0.32635077509999999,null,1.3404321568018173E-2]
[null,null,4702.3657028956541,0.21473587220000001,0.32622402290000002,null,1.3444298690193462E-2]
[null,null,4714.1216171528931,0.2145948563,0.32609728170000002,null,1.3484225885465096E-2]
[null,null,4725.9069211957749,0.21445438550000001,0.32597055279999998,null,{"$f":"((D634-$D$3)^2+(E634-$E$3)^2)","v":1.3524102993564971E-2}]
[null,null,4737.7216884987638,0.2143144585,0.325843838,null,1.3563929711026292E-2]
[null,null,4749.5659927200104,0.21417507350000001,0.3257171385,null,1.3603705888660235E-2]
[null,null,4761.4399077018106,0.21403622899999999,0.32559045599999997,null,1.3643431278228304E-2]
[null,null,4773.3435074710651,0.21389792329999999,0.32546379190000002,null,1.3683105698750711E-2]
[null,null,4785.276866239743,0.21376015500000001,0.3253371477,null,1.3722728897382233E-2]
[null,null,4797.2400584053421,0.21362292229999999,0.32521052480000001,null,1.3762300719611703E-2]
[null,null,4809.2331585513548,0.21348622370000001,0.32508392479999998,null,1.3801820931884702E-2]
[null,null,4821.2562414477334,0.21335005770000001,0.3249573489,null,1.3841289330640457E-2]
[null,null,4833.3093820513523,0.21321442260000001,0.3248307989,null,1.3880705716852928E-2]
[null,null,4845.39265550648,0.2130793168,0.32470427590000001,null,1.3920069920520597E-2]
[null,null,4857.5061371452457,0.2129447387,0.3245777816,null,1.3959381731107119E-2]
[null,null,4869.6499024881086,0.21281068689999999,0.32445131729999999,null,1.3998640923313556E-2]
[null,null,4881.824027244329,0.2126771596,0.32432488450000002,null,1.4037847349632274E-2]
[null,null,4894.0285873124394,0.21254415530000001,0.3241984846,null,1.4077000804020384E-2]
[null,null,4906.2636587807201,0.2124116724,0.32407211899999999,null,1.4116101104898087E-2]
[null,null,4918.5293179276714,0.21227970939999999,0.3239457892,null,1.4155148042682647E-2]
[null,null,4930.82564122249,0.2121482646,0.32381949650000003,null,1.4194141469443949E-2]
[null,null,4943.1527053255459,0.21201733649999999,0.32369324230000002,null,1.4233081186610177E-2]
[null,null,4955.5105870888592,0.21188692349999999,0.32356702809999999,null,1.4271967012775229E-2]
[null,null,4967.8993635565812,0.21175702399999999,0.32344085519999999,null,1.4310798783026931E-2]
[null,null,4980.3191119654721,0.21162763649999999,0.32331472500000003,null,1.4349576304217623E-2]
[null,null,4992.7699097453851,0.21149875930000001,0.323188639,null,1.4388299423137907E-2]
[null,null,5005.2518345197486,0.21137039090000001,0.32306259840000001,null,1.442696796504356E-2]
[null,null,5017.764964106048,0.2112425298,0.32293660460000001,null,1.4465581742153006E-2]
[null,null,5030.309376516313,0.21111517439999999,0.32281065910000001,null,1.4504140583765973E-2]
[null,null,5042.885149957604,0.21098832300000001,0.32268476309999999,null,1.4542644366324622E-2]
[null,null,5055.4923628324977,0.2108619742,0.32255891799999997,null,1.4581092884416252E-2]
[null,null,5068.1310937395783,0.21073612629999999,0.3224331252,null,1.4619486003069117E-2]
[null,null,5080.8014214739269,0.21061077780000001,0.32230738599999997,null,1.4657823550748513E-2]
[null,null,5093.5034250276112,0.21048592720000001,0.3221817018,null,1.4696105350013472E-2]
[null,null,5106.2371835901804,0.21036157289999999,0.32205607380000001,null,1.4734331263352433E-2]
[null,null,5119.0027765491559,0.21023771320000001,0.32193050340000001,null,1.4772501162867449E-2]
[null,null,5131.8002834905283,0.21011434670000001,0.3218049919,null,1.4810614860849215E-2]
[null,null,5144.6297841992546,0.2099914719,0.32167954059999998,null,1.4848672194263689E-2]
[null,null,5157.4913586597522,0.20986908700000001,0.32155415079999999,null,1.488667307114345E-2]
[null,null,5170.3850870564011,0.2097471907,0.32142882379999999,null,1.4924617285620371E-2]
[null,null,5183.3110497740417,0.20962578130000001,0.32130356100000002,null,1.4962504718211225E-2]
[null,null,5196.2693273984769,0.20950485730000001,0.32117836360000002,null,1.5000335220343799E-2]
[null,null,5209.2600007169731,0.2093844171,0.32105323279999998,null,1.5038108668374565E-2]
[null,null,5222.2831507187657,0.2092644592,0.32092817000000001,null,1.5075824901432947E-2]
[null,null,5235.3388585955627,0.20914498209999999,0.3208031764,null,1.511348377590278E-2]
[null,null,5248.4272057420512,0.20902598419999999,0.32067825329999999,null,1.5151085165209386E-2]
[null,null,5261.5482737564062,0.20890746399999999,0.32055340189999998,null,1.5188628929024235E-2]
[null,null,5274.7021444407965,0.20878941979999999,0.32042862350000001,null,1.5226114967388382E-2]
[null,null,5287.8888998018983,0.20867185029999999,0.32030391940000003,null,1.5263543088524661E-2]
[null,null,5301.1086220514026,0.20855475379999999,0.32017929070000001,null,1.5300913211622051E-2]
[null,null,5314.3613936065312,0.20843812880000001,0.32005473880000002,null,1.533822518675756E-2]
[null,null,5327.647297090547,0.2083219738,0.31993026479999997,null,1.5375478889592608E-2]
[null,null,5340.9664153332733,0.20820628729999999,0.31980586989999998,null,1.5412674189357099E-2]
[null,null,5354.3188313716064,0.20809106769999999,0.31968155539999998,null,1.5449810972208983E-2]
[null,null,5367.7046284500348,0.2079763134,0.31955732250000002,null,1.5486889133981495E-2]
[null,null,5381.1238900211592,0.20786202309999999,0.31943317230000001,null,1.5523908509668415E-2]
[null,null,5394.5766997462115,0.207748195,0.31930910620000003,null,1.5560869028937498E-2]
[null,null,5408.0631414955769,0.2076348278,0.31918512510000002,null,1.5597770546188029E-2]
[null,null,5421.5832993493159,0.20752191989999999,0.31906123050000001,null,1.563461293879654E-2]
[null,null,5435.1372575976893,0.2074094698,0.31893742330000002,null,1.567139611138638E-2]
[null,null,5448.7251007416835,0.20729747600000001,0.31881370489999999,null,1.5708119928881093E-2]
[null,null,5462.3469134935376,0.20718593690000001,0.31869007620000001,null,1.5744784322725747E-2]
[null,null,5476.0027807772713,0.207074851,0.3185665386,null,1.5781389160784184E-2]
[null,null,5489.6927877292137,0.2069642169,0.31844309320000003,null,1.5817934313532931E-2]
[null,null,5503.417019698536,0.20685403290000001,0.3183197411,null,1.585441972411003E-2]
[null,null,5517.1755622477822,0.2067442978,0.31819648340000001,null,1.5890845218509121E-2]
[null,null,5530.9685011534011,0.20663500979999999,0.31807332129999999,null,1.5927210758240679E-2]
[null,null,5544.7959224062843,0.2065261675,0.31795025589999998,null,{"$f":"((D698-$D$3)^2+(E698-$E$3)^2)","v":1.5963516219692175E-2}]
[null,null,5558.6579122122994,0.20641776940000001,0.31782728840000002,null,1.59997614959781E-2]
[null,null,5572.5545569928299,0.20630981409999999,0.31770441980000003,null,1.6035946474753524E-2]
[null,null,5586.4859433853117,0.2062022999,0.31758165119999998,null,1.6072071108219611E-2]
[null,null,5600.4521582437746,0.20609522550000001,0.31745898379999998,null,1.6108135246044177E-2]
[null,null,5614.4532886393836,0.2059885893,0.3173364186,null,1.6144138827981273E-2]
[null,null,5628.4894218609816,0.20588238989999999,0.31721395679999997,null,1.6180081730285335E-2]
[null,null,5642.5606454156341,0.20577662569999999,0.31709159930000003,null,1.6215963904265059E-2]
[null,null,5656.6670470291729,0.2056712953,0.31696934739999999,null,1.6251785220299381E-2]
[null,null,5670.8087146467451,0.20556639709999999,0.31684720199999999,null,1.6287545632619742E-2]
[null,null,5684.985736433362,0.2054619298,0.31672516429999997,null,1.6323244998914677E-2]
[null,null,5699.1982007744455,0.2053578918,0.3166032352,null,1.6358883276305955E-2]
[null,null,5713.4461962763817,0.20525428170000001,0.3164814158,null,1.6394460357902582E-2]
[null,null,5727.7298117670725,0.2051510979,0.31635970730000001,null,1.6429976177459605E-2]
[null,null,5742.0491362964904,0.205048339,0.3162381105,null,1.6465430657072608E-2]
[null,null,5756.4042591372308,0.20494600360000001,0.31611662660000001,null,1.6500823685041476E-2]
[null,null,5770.7952697850733,0.2048440902,0.31599525649999999,null,1.6536155201515256E-2]
[null,null,5785.2222579595355,0.20474259719999999,0.31587400129999998,null,1.6571425154545016E-2]
[null,null,5799.6853136044338,0.20464152329999999,0.31575286200000002,null,1.6606633429902221E-2]
[null,null,5814.1845268884445,0.20454086699999999,0.31563183960000002,null,1.6641779962989101E-2]
[null,null,5828.7199882056657,0.2044406268,0.31551093520000001,null,1.667686468162468E-2]
[null,null,5843.2917881761796,0.20434080130000001,0.3153901496,null,1.6711887517577278E-2]
[null,null,5857.9000176466197,0.2042413891,0.31526948380000003,null,1.6746848386075604E-2]
[null,null,5872.5447676907361,0.20414238849999999,0.31514893900000002,null,1.6781747258415827E-2]
[null,null,5887.2261296099623,0.2040437984,0.31502851589999997,null,1.6816584006604598E-2]
[null,null,5901.9441949339871,0.203945617,0.31490821569999999,null,1.6851358628851263E-2]
[null,null,5916.6990554213216,0.20384784319999999,0.31478803919999998,null,1.6886070990696677E-2]
[null,null,5931.4908030598745,0.20375047530000001,0.31466798740000002,null,1.6920721086805278E-2]
[null,null,5946.3195300675234,0.20365351200000001,0.31454806120000001,null,1.6955308824900369E-2]
[null,null,5961.1853288926923,0.2035569518,0.31442826169999999,null,1.6989834144395151E-2]
[null,null,5976.088292214924,0.2034607933,0.31430858969999997,null,1.7024296989039393E-2]
[null,null,5991.0285129454605,0.20336503510000001,0.31418904609999998,null,1.7058697294743842E-2]
[null,null,6006.0060842278235,0.20326967570000001,0.31406963189999998,null,1.7093035013912152E-2]
[null,null,6021.0210994383924,0.20317471370000001,0.31395034799999999,null,1.7127310084979461E-2]
[null,null,6036.0736521869885,0.20308014769999999,0.31383119529999998,null,1.7161522447636832E-2]
[null,null,6051.1638363174552,0.2029859762,0.31371217470000001,null,1.7195672067339709E-2]
[null,null,6066.2917459082482,0.20289219789999999,0.31359328710000001,null,1.7229758861785089E-2]
[null,null,6081.4574752730186,0.2027988114,0.31347453339999998,null,1.7263782774379243E-2]
[null,null,6096.6611189612013,0.2027058152,0.3133559145,null,1.7297743774322968E-2]
[null,null,6111.9027717586041,0.2026132078,0.31323743120000003,null,1.7331641841511806E-2]
[null,null,6127.1825286880003,0.20252098800000001,0.31311908440000003,null,1.7365476873951201E-2]
[null,null,6142.5004850097203,0.2024291543,0.31300087500000001,null,1.7399248844580172E-2]
[null,null,6157.8567362222439,0.20233770540000001,0.3128828038,null,1.7432957687783277E-2]
[null,null,6173.2513780627987,0.20224663970000001,0.3127648717,null,1.7466603403637905E-2]
[null,null,6188.6845065079551,0.20215595589999999,0.31264707949999998,null,1.7500185929013409E-2]
[null,null,6204.1562177742244,0.20206565260000001,0.31252942810000001,null,1.753370521711415E-2]
[null,null,6219.6666083186592,0.20197572850000001,0.31241191829999998,null,1.7567161207151891E-2]
[null,null,6235.2157748394557,0.20188618210000001,0.31229455090000002,null,1.7600553888980457E-2]
[null,null,6250.8038142765536,0.20179701210000001,0.31217732669999998,null,1.7633883204246494E-2]
[null,null,6266.4308238122449,0.201708217,0.31206024659999998,null,1.7667149135650515E-2]
[null,null,6282.0969008717748,0.2016197955,0.31194331139999998,null,1.7700351627171096E-2]
[null,null,6297.802143123954,0.20153174630000001,0.31182652179999998,null,1.7733490633613087E-2]
[null,null,6313.5466484817634,0.20144406779999999,0.31170987859999999,null,1.7766566175766753E-2]
[null,null,6329.3305151029672,0.20135675889999999,0.31159338260000002,null,1.7799578151537765E-2]
[null,null,6345.1538413907247,0.20126981799999999,0.31147703469999999,null,1.7832526574347619E-2]
[null,null,6361.0167259942009,0.2011832439,0.3113608356,null,1.7865411378894362E-2]
[null,null,6376.9192678091858,0.2010970352,0.31124478589999999,null,1.7898232560594442E-2]
[null,null,6392.8615659787083,0.20101119049999999,0.31112888659999999,null,1.79309900768908E-2]
[null,null,6408.8437198936545,0.20092570849999999,0.3110131384,null,1.796368389082199E-2]
[null,null,6424.865829193388,0.20084058769999999,0.31089754200000003,null,1.7996314016487762E-2]
[null,null,6440.9279937663714,0.20075582689999999,0.31078209810000001,null,1.8028880394395E-2]
[null,null,6457.0303137507872,0.2006714248,0.31066680749999998,null,1.806138298119429E-2]
[null,null,6473.1728895351634,0.20058737979999999,0.31055167090000002,null,1.8093821819526481E-2]
[null,null,6489.3558217590007,0.2005036908,0.31043668899999999,null,1.8126196828304294E-2]
[null,null,6505.5792113133975,0.2004203564,0.3103218626,null,{"$f":"((D762-$D$3)^2+(E762-$E$3)^2)","v":1.8158507992538122E-2}]
[null,null,6521.8431593416808,0.20033737530000001,0.3102071924,null,1.8190755283304917E-2]
[null,null,6538.1477672400342,0.20025474600000001,0.31009267899999998,null,1.8222938732963056E-2]
[null,null,6554.4931366581341,0.20017246729999999,0.30997832310000001,null,1.8255058289905073E-2]
[null,null,6570.8793694997794,0.2000905379,0.30986412549999998,null,1.8287113918574256E-2]
[null,null,6587.3065679235287,0.20000895639999999,0.3097500869,null,1.831910561963692E-2]
[null,null,6603.7748343433368,0.1999277216,0.30963620780000001,null,1.8351033364912516E-2]
[null,null,6620.2842714291946,0.199846832,0.30952248900000001,null,1.8382897172402352E-2]
[null,null,6636.8349821077672,0.19976628639999999,0.30940893120000001,null,1.84146969959115E-2]
[null,null,6653.4270695630366,0.19968608339999999,0.3092955349,null,1.8446432860996176E-2]
[null,null,6670.0606372369439,0.19960622180000001,0.30918230099999999,null,1.8478104703257309E-2]
[null,null,6686.7357888300357,0.19952670019999999,0.30906922990000002,null,1.8509712560732056E-2]
[null,null,6703.4526283021105,0.1994475174,0.30895632229999997,null,1.8541256391598232E-2]
[null,null,6720.2112598728654,0.19936867210000001,0.30884357899999998,null,1.8572736169965756E-2]
[null,null,6737.0117880225471,0.19929016290000001,0.30873100040000001,null,1.8604151937383039E-2]
[null,null,6753.8543174926035,0.19921198849999999,0.30861858720000002,null,1.8635503680492466E-2]
[null,null,6770.7389532863344,0.19913414770000001,0.3085063401,null,1.8666791361670272E-2]
[null,null,6787.6658006695498,0.19905663909999999,0.30839425970000001,null,1.8698015005228621E-2]
[null,null,6804.6349651712235,0.19897946159999999,0.30828234640000002,null,1.8729174581482471E-2]
[null,null,6821.6465525841513,0.19890261379999999,0.3081706011,null,1.8760270085789361E-2]
[null,null,6838.7006689656109,0.19882609439999999,0.30805902410000002,null,1.8791301551698437E-2]
[null,null,6855.797420638025,0.19874990209999999,0.3079476162,null,1.882226896177577E-2]
[null,null,6872.9369141896195,0.1986740357,0.30783637790000001,null,1.8853172305566407E-2]
[null,null,6890.1192564750936,0.19859849390000001,0.3077253097,null,1.8884011599104591E-2]
[null,null,6907.3445546162811,0.19852327550000001,0.30761441229999997,null,1.8914786813098151E-2]
[null,null,6924.6129160028213,0.1984483792,0.30750368620000001,null,1.8945497965693801E-2]
[null,null,6941.9244482928279,0.19837380360000001,0.30739313190000001,null,1.8976145101613832E-2]
[null,null,6959.2792594135599,0.1982995477,0.30728274999999999,null,1.900672815435224E-2]
[null,null,6976.677457562093,0.19822561,0.30717254100000002,null,1.9037247196227132E-2]
[null,null,6994.1191512059977,0.19815198940000001,0.30706250550000003,null,1.9067702188212424E-2]
[null,null,7011.6044490840122,0.19807868470000001,0.306952644,null,1.9098093128350244E-2]
[null,null,7029.1334602067218,0.19800569439999999,0.30684295709999998,null,1.9128420081581585E-2]
[null,null,7046.7062938572381,0.19793301760000001,0.3067334451,null,1.9158682992933621E-2]
[null,null,7064.3230595918803,0.19786065280000001,0.30662410880000002,null,1.9188881908068792E-2]
[null,null,7081.9838672408596,0.19778859879999999,0.30651494839999999,null,1.9219016861433395E-2]
[null,null,7099.6888269089613,0.19771685450000001,0.30640596469999998,null,1.9249087798540742E-2]
[null,null,7117.4380489762334,0.19764541860000001,0.30629715790000001,null,1.9279094781548458E-2]
[null,null,7135.2316440986733,0.19757428990000001,0.30618852880000003,null,1.9309037783436844E-2]
[null,null,7153.0697232089196,0.1975034671,0.3060800776,null,1.9338916868580767E-2]
[null,null,7170.9523975169413,0.197432949,0.30597180489999998,null,1.9368732033598717E-2]
[null,null,7188.8797785107336,0.1973627345,0.3058637112,null,1.9398483261256538E-2]
[null,null,7206.8519779570097,0.1972928222,0.30575579689999999,null,1.9428170623123749E-2]
[null,null,7224.8691079019018,0.19722321109999999,0.30564806249999998,null,1.9457794078345029E-2]
[null,null,7242.9312806716562,0.1971538998,0.30554050849999997,null,1.9487353689664959E-2]
[null,null,7261.0386088733349,0.19708488730000001,0.30543313519999998,null,1.951684944005792E-2]
[null,null,7279.1912053955175,0.19701617220000001,0.3053259431,null,1.9546281394389523E-2]
[null,null,7297.3891834090055,0.19694775340000001,0.3052189327,null,1.9575649541420572E-2]
[null,null,7315.6326563675275,0.1968796297,0.30511210439999997,null,1.9604953907583246E-2]
[null,null,7333.9217380084456,0.1968117999,0.3050054586,null,1.9634194520344452E-2]
[null,null,7352.2565423534661,0.19674426289999999,0.30489899570000001,null,1.9663371382434652E-2]
[null,null,7370.6371837093493,0.19667701739999999,0.30479271610000003,null,1.9692484549112099E-2]
[null,null,7389.0637766686223,0.19661006219999999,0.30468662029999999,null,1.9721534039796419E-2]
[null,null,7407.5364361102938,0.19654339630000001,0.30458070860000003,null,1.9750519845502097E-2]
[null,null,7426.0552772005694,0.19647701840000001,0.30447498150000002,null,1.9779442013365421E-2]
[null,null,7444.6204153935705,0.19641092730000001,0.30436943929999999,null,1.9808300588024207E-2]
[null,null,7463.2319664320539,0.1963451219,0.30426408240000002,null,1.9837095578149236E-2]
[null,null,7481.8900463481341,0.196279601,0.30415891119999999,null,1.9865827019208471E-2]
[null,null,7500.5947714640042,0.19621436340000001,0.30405392609999998,null,1.9894494947655928E-2]
[null,null,7519.3462583926639,0.19614940810000001,0.30394912740000002,null,1.9923099360422927E-2]
[null,null,7538.1446240386449,0.19608473379999999,0.30384451540000001,null,1.9951640333088893E-2]
[null,null,7556.9899855987414,0.19602033939999999,0.30374009060000001,null,1.9980117867903328E-2]
[null,null,7575.8824605627378,0.1959562238,0.30363585329999998,null,2.0008531990602492E-2]
[null,null,7594.8221667141443,0.19589238580000001,0.30353180390000001,null,2.0036882742501833E-2]
[null,null,7613.8092221309289,0.1958288242,0.3034279426,null,2.0065170188611703E-2]
[null,null,7632.8437451862555,0.19576553799999999,0.30332426979999999,null,{"$f":"((D826-$D$3)^2+(E826-$E$3)^2)","v":2.0093394320354445E-2}]
[null,null,7651.9258545492212,0.19570252599999999,0.3032207858,null,2.0121555193355144E-2]
[null,null,7671.0556691855936,0.19563978709999999,0.30311749110000002,null,2.0149652815411166E-2]
[null,null,7690.2333083585572,0.19557732010000001,0.3030143857,null,2.0177687278383958E-2]
[null,null,7709.4588916294533,0.1955151239,0.30291147019999998,null,2.0205658580544197E-2]
[null,null,7728.7325388585268,0.19545319750000001,0.30280874479999997,null,2.0233566740824004E-2]
[null,null,7748.054370205673,0.1953915396,0.30270620970000001,null,2.0261411857249452E-2]
[null,null,7767.4245061311867,0.1953301492,0.3026038653,null,2.028919392776031E-2]
[null,null,7786.843067396514,0.1952690252,0.30250171199999998,null,2.0316912977168897E-2]
[null,null,7806.3101750650048,0.19520816639999999,0.30239974980000001,null,2.0344569103519144E-2]
[null,null,7825.8259505026672,0.1951475718,0.30229797920000001,null,2.0372162295932479E-2]
[null,null,7845.3905153789237,0.19508724020000001,0.30219640050000002,null,2.039969261967408E-2]
[null,null,7865.0039916673704,0.19502717059999999,0.30209501379999998,null,2.0427160112036429E-2]
[null,null,7884.6665016465386,0.1949673619,0.30199381949999998,null,2.0454564802496338E-2]
[null,null,7904.3781679006543,0.19490781300000001,0.30189281769999998,null,2.0481906756395177E-2]
[null,null,7924.1391133204052,0.1948485227,0.30179200890000002,null,2.0509186019502433E-2]
[null,null,7943.9494611037062,0.19478949009999999,0.30169139309999998,null,2.0536402618495431E-2]
[null,null,7963.8093347564654,0.194730714,0.30159097070000002,null,2.0563556612655201E-2]
[null,null,7983.7188580933562,0.19467219329999999,0.30149074190000003,null,2.0590648059460436E-2]
[null,null,8003.6781552385892,0.1946139271,0.30139070690000003,null,2.0617676964978356E-2]
[null,null,8023.6873506266857,0.1945559141,0.30129086599999999,null,2.0644643429166103E-2]
[null,null,8043.7465690032523,0.19449815340000001,0.30119121929999998,null,2.0671547471731545E-2]
[null,null,8063.8559354257595,0.19444064389999999,0.30109176710000002,null,2.0698389142106158E-2]
[null,null,8084.0155752643232,0.19438338450000001,0.30099250970000002,null,2.0725168490595278E-2]
[null,null,8104.2256142024835,0.19432637420000001,0.30089344709999999,null,2.0751885577754918E-2]
[null,null,8124.4861782379894,0.1942696119,0.30079457970000001,null,2.0778540443872485E-2]
[null,null,8144.7973936835842,0.1942130966,0.30069590750000003,null,2.0805133151410235E-2]
[null,null,8165.1593871677924,0.19415682719999999,0.30059743090000002,null,2.0831663742417409E-2]
[null,null,8185.5722856357115,0.19410080269999999,0.30049914999999999,null,2.0858132269289009E-2]
[null,null,8206.0362163498012,0.19404502209999999,0.30040106490000001,null,2.0884538785380175E-2]
[null,null,8226.5513068906748,0.19398948420000001,0.3003031759,null,2.0910883373645078E-2]
[null,null,8247.1176851579003,0.1939341882,0.3002054831,null,2.0937166036639587E-2]
[null,null,8267.7354793707946,0.19387913279999999,0.3001079867,null,2.0963386897437184E-2]
[null,null,8288.4048180692207,0.19382431720000001,0.30001068689999999,null,2.0989545948359993E-2]
[null,null,8309.1258301143935,0.1937697404,0.29991358379999999,null,2.1015643247296528E-2]
[null,null,8329.8986446896797,0.1937154012,0.29981667760000003,null,2.1041678893719964E-2]
[null,null,8350.7233913014043,0.1936612986,0.29971996839999998,null,2.1067652947389558E-2]
[null,null,8371.6001997796575,0.1936074317,0.29962345639999999,null,2.1093565430465901E-2]
[null,null,8392.5292002791066,0.19355379950000001,0.2995271417,null,2.1119416404464054E-2]
[null,null,8413.5105232798032,0.19350040090000001,0.29943102440000002,null,2.1145205958230353E-2]
[null,null,8434.5442995880021,0.193447235,0.29933510470000002,null,2.1170934116527946E-2]
[null,null,8455.6306603369721,0.19339430069999999,0.2992393827,null,2.1196600969987829E-2]
[null,null,8476.7697369878133,0.19334159710000001,0.29914385850000003,null,2.1222206557295321E-2]
[null,null,8497.9616613302824,0.19328912309999999,0.2990485323,null,2.1247750958661125E-2]
[null,null,8519.2065654836078,0.19323687780000001,0.29895340409999999,null,2.1273234226752941E-2]
[null,null,8540.5045818973158,0.1931848602,0.29885847409999999,null,2.1298656417074503E-2]
[null,null,8561.8558433520593,0.19313306920000001,0.29876374239999998,null,2.1324017624731826E-2]
[null,null,8583.2604829604388,0.19308150399999999,0.29866920899999999,null,2.1349317878583084E-2]
[null,null,8604.7186341678389,0.1930301636,0.2985748741,null,2.1374557236694864E-2]
[null,null,8626.2304307532577,0.19297904690000001,0.2984807377,null,2.1399735809171146E-2]
[null,null,8647.79600683014,0.1929281531,0.29838680000000001,null,2.1424853602760818E-2]
[null,null,8669.4154968472139,0.1928774811,0.29829306100000003,null,2.1449910729334193E-2]
[null,null,8691.0890355893316,0.19282703000000001,0.29819952080000001,null,2.1474907236226977E-2]
[null,null,8712.8167581783036,0.19277679880000001,0.2981061794,null,2.149984321058717E-2]
[null,null,8734.5988000737489,0.19272678660000001,0.29801303699999998,null,2.1524718689018035E-2]
[null,null,8756.4352970739328,0.1926769924,0.29792009359999999,null,2.1549533760381771E-2]
[null,null,8778.3263853166172,0.19262741529999999,0.29782734929999999,null,2.1574288475383646E-2]
[null,null,8800.2722012799077,0.1925780543,0.29773480409999997,null,2.1598982924640332E-2]
[null,null,8822.2728817831066,0.19252890850000001,0.297642458,null,2.162361717307364E-2]
[null,null,8844.328563987563,0.19247997689999999,0.29755031119999997,null,2.1648191288003403E-2]
[null,null,8866.4393853975307,0.1924312587,0.2974583636,null,2.1672705321942723E-2]
[null,null,8888.6054838610235,0.19238275290000001,0.29736661539999998,null,2.1697159343831551E-2]
[null,null,8910.8269975706753,0.1923344585,0.29727506640000001,null,2.1721553473762756E-2]
[null,null,8933.1040650646009,0.1922863746,0.29718371690000001,null,2.1745887743118579E-2]
[null,null,8955.4368252272616,0.19223850040000001,0.2970925667,null,{"$f":"((D890-$D$3)^2+(E890-$E$3)^2)","v":2.1770162220431381E-2}]
[null,null,8977.8254172903289,0.19219083479999999,0.29700161600000002,null,2.1794377004597021E-2]
[null,null,9000.2699808335547,0.19214337710000001,0.2969108647,null,2.1818532126562769E-2]
[null,null,9022.7706557856382,0.19209612619999999,0.29682031279999999,null,2.1842627712202245E-2]
[null,null,9045.3275824251014,0.1920490812,0.29672996039999999,null,2.1866663822182233E-2]
[null,null,9067.9409013811637,0.19200224129999999,0.29663980750000002,null,2.1890640503943352E-2]
[null,null,9090.6107536346153,0.1919556056,0.296549854,null,2.1914557845186616E-2]
[null,null,9113.3372805187009,0.1919091731,0.29646010010000001,null,2.1938415922952634E-2]
[null,null,9136.1206237199967,0.1918629429,0.29637054559999998,null,2.196221483938085E-2]
[null,null,9158.9609252792961,0.1918169143,0.29628119050000001,null,2.1985954618471335E-2]
[null,null,9181.8583275924939,0.1917710862,0.29619203490000001,null,2.2009635379188701E-2]
[null,null,9204.8129734114755,0.1917254578,0.29610307879999997,null,2.203325717383716E-2]
[null,null,9227.825005845003,0.19168002819999999,0.296014322,null,2.2056820107975258E-2]
[null,null,9250.8945683596157,0.19163479659999999,0.29592576469999998,null,2.2080324209838315E-2]
[null,null,9274.0218047805138,0.191589762,0.29583740670000003,null,2.2103769613428768E-2]
[null,null,9297.2068592924643,0.1915449236,0.29574924800000002,null,2.2127156374300759E-2]
[null,null,9320.4498764406944,0.19150028050000001,0.29566128870000002,null,2.2150484562656468E-2]
[null,null,9343.7510011317954,0.19145583190000001,0.29557352860000002,null,2.217375426141617E-2]
[null,null,9367.1103786346248,0.19141157680000001,0.29548596770000002,null,2.2196965582138583E-2]
[null,null,9390.5281545812104,0.1913675145,0.29539860600000001,null,2.2220118556677198E-2]
[null,null,9414.0044749676636,0.1913236441,0.29531144339999998,null,2.2243213284286474E-2]
[null,null,9437.5394861550831,0.1912799647,0.2952244799,null,2.2266249852055477E-2]
[null,null,9461.1333348704702,0.19123647539999999,0.2951377154,null,2.2289228360873103E-2]
[null,null,9484.7861682076455,0.19119317550000001,0.29505114980000002,null,2.2312148858714392E-2]
[null,null,9508.4981336281635,0.19115006409999999,0.29496478320000002,null,2.2335011421963182E-2]
[null,null,9532.2693789622335,0.19110714030000001,0.29487861529999998,null,2.2357816180014905E-2]
[null,null,9556.100052409638,0.19106440329999999,0.29479264630000002,null,2.2380563170843675E-2]
[null,null,9579.990302540662,0.19102185229999999,0.2947068759,null,2.2403252498577136E-2]
[null,null,9603.9402782970137,0.19097948640000001,0.29462130409999998,null,2.2425884255791104E-2]
[null,null,9627.9501289927557,0.19093730489999999,0.29453593080000001,null,2.2448458495103678E-2]
[null,null,9652.0200043152363,0.1908953068,0.29445075599999998,null,2.2470975337519281E-2]
[null,null,9676.1500543260245,0.19085349139999999,0.29436577959999999,null,2.2493434837168407E-2]
[null,null,9700.3404294618394,0.19081185789999999,0.29428100140000002,null,2.2515837089072031E-2]
[null,null,9724.5912805354928,0.19077040540000001,0.29419642140000002,null,2.2538182189616226E-2]
[null,null,9748.9027587368309,0.1907291331,0.29411203949999998,null,2.2560470222182875E-2]
[null,null,9773.2750156336733,0.1906880403,0.29402785549999999,null,2.258270125718952E-2]
[null,null,9797.7082031727568,0.19064712610000001,0.2939438694,null,2.2604875393284124E-2]
[null,null,9822.2024736806889,0.19060638960000001,0.2938600811,null,2.2626992743119717E-2]
[null,null,9846.7579798648894,0.19056583029999999,0.29377649049999999,null,2.2649053312129533E-2]
[null,null,9871.3748748145517,0.19052544709999999,0.29369309739999999,null,2.2671057281772104E-2]
[null,null,9896.053312001588,0.1904852393,0.29360990170000001,null,2.2693004713012839E-2]
[null,null,9920.7934452815916,0.19044520619999999,0.29352690339999998,null,2.2714895654177759E-2]
[null,null,9945.595428894796,0.190405347,0.2934441022,null,2.2736730221367712E-2]
[null,null,9970.4594174670328,0.1903656608,0.29336149810000001,null,2.2758508518444558E-2]
[null,null,9995.3855660107001,0.19032614689999999,0.29327909099999999,null,2.2780230609270417E-2]
[null,null,10020.374029925726,0.19028680449999999,0.29319688059999999,null,2.2801896612295369E-2]
[null,null,10045.42496500054,0.19024763289999999,0.293114867,null,2.2823506566033176E-2]
[null,null,10070.53852741304,0.19020863120000001,0.29303304990000001,null,2.2845060617499951E-2]
[null,null,10095.714873731573,0.1901697987,0.2929514292,null,2.2866558833503428E-2]
[null,null,10120.954160915901,0.19013113470000001,0.29287000470000002,null,2.2888001295019313E-2]
[null,null,10146.256546318189,0.19009263840000001,0.29278877640000001,null,2.2909388083872551E-2]
[null,null,10171.622187683985,0.1900543089,0.29270774399999999,null,2.2930719350180016E-2]
[null,null,10197.051243153193,0.1900161457,0.29262690749999998,null,2.2951995095892016E-2]
[null,null,10222.543871261076,0.1899781478,0.29254626659999999,null,2.2973215499740657E-2]
[null,null,10248.100230939228,0.18994031459999999,0.29246582129999998,null,2.2994380592157637E-2]
[null,null,10273.720481516575,0.18990264530000001,0.29238557120000003,null,2.3015490512730091E-2]
[null,null,10299.404782720367,0.1898651392,0.29230551640000002,null,2.3036545306820574E-2]
[null,null,10325.153294677168,0.18982779559999999,0.29222565659999999,null,2.3057545074767913E-2]
[null,null,10350.966177913861,0.18979061359999999,0.2921459917,null,2.3078489944759101E-2]
[null,null,10376.843593358644,0.18975359259999999,0.2920665214,null,2.3099379991491031E-2]
[null,null,10402.78570234204,0.18971673180000001,0.29198724570000001,null,2.3120215303780525E-2]
[null,null,10428.792666597894,0.18968003050000001,0.29190816429999999,null,2.3140995984905075E-2]
[null,null,10454.864648264389,0.189643488,0.29182927710000001,null,2.3161722111538129E-2]
[null,null,10481.001809885049,0.18960710359999999,0.29175058380000002,null,2.3182393788409663E-2]
[null,null,10507.204314409761,0.18957087650000001,0.29167208439999998,null,{"$f":"((D954-$D$3)^2+(E954-$E$3)^2)","v":2.3203011107055652E-2}]
[null,null,10533.472325195784,0.189534806,0.29159377860000002,null,2.3223574173621104E-2]
[null,null,10559.806006008774,0.18949889140000001,0.29151566620000002,null,2.3244083081261319E-2]
[null,null,10586.205521023796,0.18946313200000001,0.29143774709999998,null,2.3264537910060661E-2]
[null,null,10612.671034826355,0.18942752709999999,0.29136002100000002,null,2.3284938768302177E-2]
[null,null,10639.20271241342,0.18939207599999999,0.29128248769999998,null,2.3305285751223294E-2]
[null,null,10665.800719194453,0.189356778,0.29120514710000001,null,2.3325578940935107E-2]
[null,null,10692.465220992439,0.1893216324,0.29112799900000003,null,2.3345818434002092E-2]
[null,null,10719.196384044919,0.18928663840000001,0.29105104310000002,null,2.336600436877356E-2]
[null,null,10745.99437500503,0.18925179549999999,0.29097427930000003,null,2.338613677485436E-2]
[null,null,10772.859360942542,0.18921710289999999,0.29089770739999998,null,2.3406215778097823E-2]
[null,null,10799.791509344899,0.18918255989999999,0.29082132700000002,null,2.3426241505563404E-2]
[null,null,10826.79098811826,0.18914816579999999,0.29074513810000002,null,2.3446214029477788E-2]
[null,null,10853.857965588555,0.18911391999999999,0.29066914040000003,null,2.3466133437086967E-2]
[null,null,10880.992610502526,0.18907982170000001,0.29059333380000002,null,2.3485999843058922E-2]
[null,null,10908.195092028782,0.18904587040000001,0.29051771790000003,null,2.3505813322630725E-2]
[null,null,10935.465579758853,0.1890120653,0.29044229249999998,null,2.3525574005767699E-2]
[null,null,10962.804243708249,0.18897840569999999,0.29036705750000003,null,2.3545281981818017E-2]
[null,null,10990.211254317519,0.18894489110000001,0.29029201259999998,null,2.3564937314066777E-2]
[null,null,11017.686782453313,0.1889115207,0.2902171576,null,2.3584540134441084E-2]
[null,null,11045.230999409445,0.18887829380000001,0.2901424923,null,2.3604090548204344E-2]
[null,null,11072.844076907968,0.18884520990000001,0.29006801640000002,null,2.3623588620616628E-2]
[null,null,11100.526187100237,0.18881226819999999,0.28999372969999998,null,2.3643034485586727E-2]
[null,null,11128.277502567988,0.18877946809999999,0.28991963189999997,null,2.3662428237044286E-2]
[null,null,11156.098196324407,0.18874680899999999,0.28984572289999999,null,2.3681769941416568E-2]
[null,null,11183.988441815218,0.1887142902,0.28977200240000001,null,2.3701059721254011E-2]
[null,null,11211.948412919755,0.18868191100000001,0.28969847009999999,null,2.3720297699797971E-2]
[null,null,11239.978283952054,0.18864967090000001,0.2896251259,null,2.3739483917947845E-2]
[null,null,11268.078229661933,0.18861756909999999,0.2895519694,null,2.3758618541727318E-2]
[null,null,11296.248425236086,0.1885856051,0.28947900040000002,null,2.3777701627415274E-2]
[null,null,11324.489046299175,0.18855377819999999,0.2894062187,null,2.3796733286667881E-2]
[null,null,11352.800268914923,0.18852208779999999,0.28933362400000001,null,2.3815713618538473E-2]
[null,null,11381.182269587211,0.1884905332,0.2892612161,null,2.3834642735942012E-2]
[null,null,11409.635225261178,0.1884591139,0.28918899469999998,null,2.3853520711779021E-2]
[null,null,11438.15931332433,0.1884278291,0.28911695949999999,null,2.3872347701854611E-2]
[null,null,11466.75471160764,0.18839667839999999,0.28904511040000003,null,2.3891123724431022E-2]
[null,null,11495.421598386658,0.18836566099999999,0.28897344699999999,null,2.3909848950791096E-2]
[null,null,11524.160152382625,0.18833477639999999,0.28890196909999999,null,2.3928523442067223E-2]
[null,null,11552.970552763582,0.18830402390000001,0.28883067639999999,null,2.3947147329138944E-2]
[null,null,11581.852979145489,0.1882734029,0.28875956860000002,null,2.3965720716080472E-2]
[null,null,11610.807611593353,0.1882429129,0.28868864560000002,null,2.398424365149178E-2]
[null,null,11639.834630622336,0.18821255319999999,0.28861790700000001,null,2.4002716282399202E-2]
[null,null,11668.93421719889,0.1881823232,0.28854735259999997,null,2.4021138700362057E-2]
[null,null,11698.106552741887,0.18815222240000001,0.28847698199999999,null,2.4039510998738769E-2]
[null,null,11727.351819123742,0.1881222501,0.28840679499999999,null,2.4057833297768526E-2]
[null,null,11756.670198671551,0.18809240569999999,0.28833679140000001,null,2.4076105690776527E-2]
[null,null,11786.061874168228,0.1880626886,0.28826697089999997,null,2.4094328286045734E-2]
[null,null,11815.527028853649,0.18803309830000001,0.28819733310000001,null,2.4112501179376383E-2]
[null,null,11845.065846425781,0.18800363419999999,0.2881278779,null,2.4130624451431305E-2]
[null,null,11874.678511041846,0.18797429569999999,0.28805860490000001,null,2.4148698226697473E-2]
[null,null,11904.36520731945,0.1879450822,0.28798951379999999,null,2.416672261586127E-2]
[null,null,11934.126120337747,0.18791599310000001,0.28792060450000001,null,2.4184697701265225E-2]
[null,null,11963.96143563859,0.1878870279,0.28785187649999999,null,2.4202623596141472E-2]
[null,null,11993.871339227686,0.18785818600000001,0.28778332960000003,null,2.4220500398449252E-2]
[null,null,12023.856017575754,0.1878294667,0.28771496349999998,null,2.4238328248745389E-2]
[null,null,12053.915657619693,0.18780086970000001,0.28764677789999998,null,2.4256107177981445E-2]
[null,null,12084.050446763742,0.1877723942,0.28757877259999998,null,2.4273837340886922E-2]
[null,null,12114.26057288065,0.1877440397,0.28751094719999998,null,2.4291518839176181E-2]
[null,null,12144.546224312851,0.18771580569999999,0.28744330140000002,null,2.4309151760609826E-2]
[null,null,12174.907589873634,0.18768769160000001,0.28737583509999998,null,2.4326736191921161E-2]
[null,null,12205.344858848317,0.1876596968,0.28730854770000003,null,2.4344272293281077E-2]
[null,null,12235.858220995437,0.1876318209,0.2872414392,null,2.4361760082776854E-2]
[null,null,12266.447866547924,0.1876040631,0.28717450909999997,null,2.437919976233921E-2]
[null,null,12297.113986214294,0.1875764231,0.28710775719999998,null,2.4396591352722218E-2]
[null,null,12327.85677117983,0.18754890029999999,0.28704118309999999,null,{"$f":"((D1018-$D$3)^2+(E1018-$E$3)^2)","v":2.4413934987235535E-2}]
[null,null,12358.676413107778,0.18752149400000001,0.28697478669999998,null,2.4431230783435245E-2]
[null,null,12389.573104140547,0.18749420389999999,0.28690856739999998,null,2.4448478822261727E-2]
[null,null,12420.547036900898,0.1874670292,0.28684252519999998,null,2.4465679235291818E-2]
[null,null,12451.59840449315,0.18743996960000001,0.28677665959999998,null,2.4482832089913229E-2]
[null,null,12482.727400504382,0.18741302439999999,0.28671097039999999,null,2.4499937520496676E-2]
[null,null,12513.934219005641,0.1873861932,0.28664545720000001,null,2.4516995608475707E-2]
[null,null,12545.219054553154,0.18735947529999999,0.28658011970000002,null,2.4534006504031848E-2]
[null,null,12576.582102189535,0.18733287039999999,0.28651495770000002,null,2.455097023257196E-2]
[null,null,12608.023557445009,0.18730637780000001,0.28644997080000001,null,2.456788696007621E-2]
[null,null,12639.54361633862,0.18727999710000001,0.28638515869999998,null,2.458475675538763E-2]
[null,null,12671.142475379465,0.18725372770000001,0.2863205211,null,2.4601579743175395E-2]
[null,null,12702.820331567913,0.18722756909999999,0.28625605770000001,null,2.4618356020978529E-2]
[null,null,12734.577382396832,0.18720152079999999,0.28619176810000002,null,2.4635085701668648E-2]
[null,null,12766.413825852824,0.1871755822,0.28612765210000002,null,2.4651768896701488E-2]
[null,null,12798.329860417454,0.187149753,0.28606370930000002,null,2.4668405664645312E-2]
[null,null,12830.325685068497,0.18712403250000001,0.28599993950000002,null,2.4684996145634738E-2]
[null,null,12862.401499281168,0.1870984202,0.28593634220000003,null,2.4701540469516434E-2]
[null,null,12894.557503029369,0.18707291579999999,0.28587291729999997,null,2.4718038651820096E-2]
[null,null,12926.793896786941,0.18704751859999999,0.28580966429999999,null,2.4734490878829486E-2]
[null,null,12959.110881528908,0.18702222809999999,0.28574658289999999,null,2.4750897252238307E-2]
[null,null,12991.50865873273,0.186997044,0.28568367280000001,null,2.4767257818808168E-2]
[null,null,13023.98743037956,0.18697196560000001,0.28562093379999998,null,2.4783572721705314E-2]
[null,null,13056.547398955508,0.18694699240000001,0.28555836540000001,null,2.4799842093961185E-2]
[null,null,13089.188767452897,0.1869221241,0.28549596739999999,null,2.4816065968870218E-2]
[null,null,13121.911739371528,0.18689736009999999,0.2854337394,null,2.4832244493269123E-2]
[null,null,13154.716518719955,0.1868727,0.2853716811,null,2.4848377744090915E-2]
[null,null,13187.603310016755,0.1868481431,0.28530979210000001,null,2.4864465896962291E-2]
[null,null,13220.572318291795,0.1868236892,0.28524807219999998,null,2.4880508959321833E-2]
[null,null,13253.623749087525,0.1867993376,0.28518652100000003,null,2.4896507107790504E-2]
[null,null,13286.757808460243,0.1867750879,0.28512513820000002,null,2.4912460421248089E-2]
[null,null,13319.974702981393,0.18675093970000001,0.28506392349999998,null,2.4928368979032091E-2]
[null,null,13353.274639738846,0.18672689249999999,0.2850028765,null,2.4944232903759859E-2]
[null,null,13386.657826338193,0.18670294579999999,0.28494199689999999,null,2.4960052303503632E-2]
[null,null,13420.124470904037,0.1866790991,0.28488128429999998,null,2.4975827301885904E-2]
[null,null,13453.674782081296,0.186655352,0.2848207385,null,2.4991557965080648E-2]
[null,null,13487.3089690365,0.18663170400000001,0.28476035900000002,null,2.5007244432759694E-2]
[null,null,13521.027241459091,0.18660815459999999,0.28470014570000002,null,2.5022886784694696E-2]
[null,null,13554.829809562738,0.1865847035,0.28464009800000001,null,2.5038485121066149E-2]
[null,null,13588.716884086643,0.18656134999999999,0.28458021579999998,null,2.5054039578133722E-2]
[null,null,13622.688676296859,0.18653809390000001,0.2845204986,null,2.5069550214128936E-2]
[null,null,13656.745397987601,0.18651493459999999,0.2844609461,null,2.5085017168699351E-2]
[null,null,13690.887261482569,0.18649187170000001,0.28440155810000001,null,2.5100440511158725E-2]
[null,null,13725.114479636275,0.1864689048,0.28434233399999997,null,2.5115820371956043E-2]
[null,null,13759.427265835366,0.18644603330000001,0.28428327370000001,null,2.5131156861771468E-2]
[null,null,13793.825833999954,0.1864232569,0.28422437680000001,null,2.5146450053800559E-2]
[null,null,13828.310398584954,0.1864005752,0.28416564290000002,null,2.5161700049531104E-2]
[null,null,13862.881174581416,0.18637798750000001,0.28410707169999999,null,2.5176907019207519E-2]
[null,null,13897.538377517869,0.18635549370000001,0.28404866280000002,null,2.5192070981739347E-2]
[null,null,13932.282223461663,0.18633309310000001,0.28399041590000002,null,2.5207192108281755E-2]
[null,null,13967.112929020317,0.18631078540000001,0.28393233080000002,null,2.5222270443787116E-2]
[null,null,14002.030711342868,0.1862885702,0.28387440689999999,null,2.523730612254239E-2]
[null,null,14037.035788121224,0.18626644689999999,0.28381664410000002,null,2.5252299258653063E-2]
[null,null,14072.128377591527,0.18624441529999999,0.28375904190000001,null,2.5267249916336158E-2]
[null,null,14107.308698535506,0.18622247480000001,0.2837016,null,2.5282158241129372E-2]
[null,null,14142.576970281843,0.18620062509999999,0.28364431800000001,null,2.5297024310721682E-2]
[null,null,14177.933412707547,0.1861788657,0.28358719570000002,null,2.53118482283223E-2]
[null,null,14213.378246239316,0.18615719620000001,0.2835302327,null,2.5326630100336971E-2]
[null,null,14248.911691854913,0.18613561610000001,0.28347342850000001,null,2.5341370076872281E-2]
[null,null,14284.533971084549,0.18611412520000001,0.28341678300000001,null,2.5356068163384926E-2]
[null,null,14320.245306012261,0.18609272290000001,0.28336029569999999,null,2.5370724538727376E-2]
[null,null,14356.045919277291,0.18607140890000001,0.28330396629999999,null,2.5385339267788836E-2]
[null,null,14391.936034075483,0.18605018270000001,0.28324779449999998,null,2.5399912471650309E-2]
[null,null,14427.915874160672,0.1860290439,0.2831917799,null,2.5414444259316632E-2]
[null,null,14463.985663846073,0.1860079922,0.28313592209999999,null,{"$f":"((D1082-$D$3)^2+(E1082-$E$3)^2)","v":2.5428934712321195E-2}]
[null,null,14500.145628005688,0.18598702710000001,0.28308022090000001,null,2.5443383937575288E-2]
[null,null,14536.395992075702,0.18596614819999999,0.28302467580000001,null,2.5457792060785973E-2]
[null,null,14572.736982055891,0.1859453552,0.28296928649999997,null,2.5472159149291997E-2]
[null,null,14609.168824511029,0.18592464759999999,0.28291405269999997,null,2.5486485326664123E-2]
[null,null,14645.691746572305,0.18590402510000001,0.28285897399999999,null,2.5500770676494134E-2]
[null,null,14682.305975938736,0.18588348709999999,0.28280405009999998,null,2.5515015351106264E-2]
[null,null,14719.011740878583,0.1858630335,0.28274928069999999,null,2.5529219363533022E-2]
[null,null,14755.809270230779,0.18584266369999999,0.28269466529999998,null,2.5543382897903436E-2]
[null,null,14792.698793406355,0.18582237739999999,0.28264020369999998,null,2.5557506008415609E-2]
[null,null,14829.680540389869,0.18580217409999999,0.28258589540000001,null,2.5571588852110264E-2]
[null,null,14866.754741740842,0.1857820536,0.28253174019999999,null,2.5585631455987631E-2]
[null,null,14903.921628595193,0.18576201540000001,0.2824777376,null,2.559963397791451E-2]
[null,null,14941.181432666681,0.1857420592,0.28242388750000003,null,2.5613596458019978E-2]
[null,null,14978.534386248346,0.1857221845,0.28237018930000002,null,2.5627519070551184E-2]
[null,null,15015.980722213966,0.1857023911,0.28231664270000001,null,2.5641401859573122E-2]
[null,null,15053.520674019501,0.1856826784,0.28226324739999997,null,2.5655244981400344E-2]
[null,null,15091.154475704549,0.18566304619999999,0.2822100031,null,2.5669048480819679E-2]
[null,null,15128.88236189381,0.18564349399999999,0.28215690939999999,null,2.5682812502534364E-2]
[null,null,15166.704567798542,0.18562402159999999,0.28210396589999998,null,2.569653710770177E-2]
[null,null,15204.621329218038,0.18560462850000001,0.28205117229999999,null,2.5710222426188964E-2]
[null,null,15242.632882541082,0.18558531440000001,0.2819985283,null,2.5723868532245495E-2]
[null,null,15280.739464747434,0.18556607880000001,0.28194603340000002,null,2.5737475587800498E-2]
[null,null,15318.941313409301,0.1855469216,0.28189368739999998,null,2.575104359619055E-2]
[null,null,15357.238666692823,0.18552784219999999,0.28184148990000002,null,2.5764572732439935E-2]
[null,null,15395.631763359554,0.18550884030000001,0.28178944049999999,null,2.5778063087962655E-2]
[null,null,15434.120842767952,0.1854899156,0.28173753899999998,null,2.5791514723136955E-2]
[null,null,15472.706144874872,0.18547106769999999,0.28168578480000001,null,2.5804927789530141E-2]
[null,null,15511.387910237057,0.18545229630000001,0.2816341778,null,2.5818302332517251E-2]
[null,null,15550.16638001265,0.185433601,0.28158271750000002,null,2.583163848870829E-2]
[null,null,15589.041795962681,0.18541498149999999,0.28153140360000001,null,2.5844936335613435E-2]
[null,null,15628.014400452586,0.18539643729999999,0.28148023579999998,null,2.5858196007144309E-2]
[null,null,15667.084436453717,0.18537796819999999,0.28142921370000001,null,2.587141756922505E-2]
[null,null,15706.25214754485,0.18535957389999999,0.28137833690000003,null,2.5884601116176638E-2]
[null,null,15745.517777913712,0.1853412539,0.28132760509999999,null,2.5897746782990005E-2]
[null,null,15784.881572358496,0.1853230079,0.28127701789999998,null,2.5910854664711075E-2]
[null,null,15824.343776289392,0.1853048357,0.28122657509999999,null,2.5923924797076378E-2]
[null,null,15863.904635730114,0.18528673679999999,0.28117627620000002,null,2.5936957347721997E-2]
[null,null,15903.564397319438,0.18526871089999999,0.2811261209,null,2.5949952396932707E-2]
[null,null,15943.323308312736,0.18525075769999999,0.2810761088,null,2.5962910041153097E-2]
[null,null,15983.181616583517,0.1852328768,0.28102623960000001,null,2.5975830389403605E-2]
[null,null,16023.139570624975,0.18521506800000001,0.28097651299999998,null,2.5988713494892925E-2]
[null,null,16063.197419551536,0.1851973308,0.28092692860000001,null,2.6001559511225947E-2]
[null,null,16103.355413100413,0.18517966499999999,0.28087748610000002,null,2.6014368492274231E-2]
[null,null,16143.613801633162,0.18516207030000001,0.28082818500000001,null,2.6027140552069498E-2]
[null,null,16183.972836137244,0.18514454620000001,0.28077902510000002,null,2.603987581350569E-2]
[null,null,16224.432768227585,0.18512709250000001,0.28073000599999998,null,2.6052574347327152E-2]
[null,null,16264.993850148154,0.1851097089,0.28068112740000001,null,2.6065236236785222E-2]
[null,null,16305.656334773523,0.18509239499999999,0.28063238889999997,null,2.6077861609463415E-2]
[null,null,16346.420475610455,0.18507515059999999,0.28058379010000001,null,2.6090450537105014E-2]
[null,null,16387.286526799482,0.1850579752,0.28053533079999998,null,2.6103003144194541E-2]
[null,null,16428.254743116478,0.18504086859999999,0.28048701050000002,null,2.6115519519063692E-2]
[null,null,16469.325379974271,0.18502383050000001,0.28043882889999999,null,2.612799974658378E-2]
[null,null,16510.498693424204,0.18500686059999999,0.28039078579999999,null,2.6140443895949175E-2]
[null,null,16551.774940157764,0.1849899585,0.28034288060000001,null,2.6152852128678961E-2]
[null,null,16593.154377508159,0.18497312390000001,0.28029511309999999,null,2.6165224514612877E-2]
[null,null,16634.637263451928,0.18495635660000001,0.28024748290000001,null,2.6177561127737531E-2]
[null,null,16676.223856610559,0.1849396562,0.28019998979999999,null,2.6189862066581426E-2]
[null,null,16717.914416252086,0.1849230224,0.2801526332,null,2.6202127465912203E-2]
[null,null,16759.709202292714,0.18490645489999999,0.28010541300000003,null,2.6214357380731725E-2]
[null,null,16801.608475298446,0.1848899534,0.28005832870000003,null,2.6226551930432666E-2]
[null,null,16843.61249648669,0.18487351760000001,0.28001137999999998,null,2.6238711202666604E-2]
[null,null,16885.721527727907,0.1848571473,0.27996456660000002,null,2.6250835257230681E-2]
[null,null,16927.935831547224,0.18484084200000001,0.279917888,null,2.626292427077892E-2]
[null,null,16970.255671126091,0.1848246016,0.27987134409999997,null,{"$f":"((D1146-$D$3)^2+(E1146-$E$3)^2)","v":2.6274978243429302E-2}]
[null,null,17012.681310303906,0.18480842559999999,0.27982493429999999,null,2.6286997368547515E-2]
[null,null,17055.213013579665,0.1847923139,0.2797786585,null,2.6298981646797521E-2]
[null,null,17097.851046113614,0.18477626620000001,0.27973251609999999,null,2.6310931215888907E-2]
[null,null,17140.595673728898,0.184760282,0.27968650699999997,null,2.6322846189656975E-2]
[null,null,17183.44716291322,0.18474436120000001,0.2796406307,null,2.6334726634015836E-2]
[null,null,17226.405780820503,0.1847285035,0.27959488690000001,null,2.6346572639270614E-2]
[null,null,17269.471795272555,0.1847127086,0.27954927530000001,null,2.6358384296003692E-2]
[null,null,17312.645474760735,0.18469697609999999,0.27950379549999999,null,2.6370161739403337E-2]
[null,null,17355.927088447635,0.18468130590000001,0.27945844710000001,null,2.6381905020447075E-2]
[null,null,17399.316906168755,0.1846656975,0.2794132299,null,2.6393614270776772E-2]
[null,null,17442.815198434175,0.1846501509,0.2793681435,null,2.6405289513737142E-2]
[null,null,17486.422236430259,0.18463466549999999,0.27932318760000002,null,2.6416930925877106E-2]
[null,null,17530.138292021333,0.18461924129999999,0.27927836169999998,null,2.6428538547308863E-2]
[null,null,17573.963637751385,0.18460387789999999,0.27923366570000002,null,2.6440112466387743E-2]
[null,null,17617.898546845761,0.184588575,0.279189099,null,2.6451652824569072E-2]
[null,null,17661.943293212873,0.18457333240000001,0.2791446615,null,2.6463159654349078E-2]
[null,null,17706.098151445905,0.18455814970000001,0.2791003527,null,2.6474633109753141E-2]
[null,null,17750.363396824519,0.18454302680000001,0.27905617230000002,null,2.6486073228047812E-2]
[null,null,17794.73930531658,0.18452796329999999,0.27901211999999997,null,2.6497480131364857E-2]
[null,null,17839.226153579872,0.1845129589,0.27896819540000001,null,2.6508853930159764E-2]
[null,null,17883.824218963819,0.1844980135,0.27892439829999999,null,2.6520194646212948E-2]
[null,null,17928.533779511228,0.1844831267,0.27888072819999998,null,2.653150243499668E-2]
[null,null,17973.355113960006,0.1844682983,0.27883718480000003,null,2.6542777363305715E-2]
[null,null,18018.288501744904,0.18445352810000001,0.27879376779999998,null,2.6554019498180061E-2]
[null,null,18063.334222999267,0.1844388156,0.27875047689999999,null,2.656522899158387E-2]
[null,null,18108.492558556765,0.18442416079999999,0.27870731170000002,null,2.6576405870925753E-2]
[null,null,18153.763789953155,0.18440956319999999,0.27866427189999998,null,2.6587550288707386E-2]
[null,null,18199.148199428037,0.1843950228,0.27862135710000002,null,2.6598662272860438E-2]
[null,null,18244.646069926606,0.18438053909999999,0.27857856710000001,null,2.6609741960079637E-2]
[null,null,18290.25768510142,0.184366112,0.27853590140000001,null,2.6620789423379029E-2]
[null,null,18335.983329314171,0.1843517412,0.2784933597,null,2.6631804759841674E-2]
[null,null,18381.823287637457,0.18433742650000001,0.27845094180000002,null,2.6642788022186489E-2]
[null,null,18427.777845856548,0.1843231675,0.27840864729999998,null,2.6653739352581224E-2]
[null,null,18473.847290471189,0.1843089641,0.27836647580000001,null,2.6664658808726895E-2]
[null,null,18520.031908697365,0.184294816,0.27832442699999999,null,2.667554648870081E-2]
[null,null,18566.331988469108,0.1842807229,0.27828250059999998,null,2.6686402490823984E-2]
[null,null,18612.747818440279,0.18426668460000001,0.27824069629999998,null,2.6697226885399071E-2]
[null,null,18659.279687986378,0.18425270090000001,0.2781990137,null,2.6708019759374813E-2]
[null,null,18705.927887206344,0.18423877150000001,0.27815745250000001,null,2.6718781211805424E-2]
[null,null,18752.692706924357,0.18422489610000001,0.2781160124,null,2.6729511341984626E-2]
[null,null,18799.574438691667,0.1842110746,0.27807469299999998,null,2.6740210209340684E-2]
[null,null,18846.573374788393,0.1841973066,0.27803349399999999,null,2.6750877941926314E-2]
[null,null,18893.689808225365,0.18418359200000001,0.2779924151,null,2.6761514583208454E-2]
[null,null,18940.924032745927,0.1841699305,0.27795145589999998,null,2.6772120249893484E-2]
[null,null,18988.27634282779,0.18415632179999999,0.27791061620000002,null,2.6782695026008059E-2]
[null,null,19035.74703368486,0.1841427658,0.27786989560000003,null,2.6793238972170671E-2]
[null,null,19083.336401269073,0.1841292621,0.27782929369999998,null,2.6803752234108649E-2]
[null,null,19131.044742272243,0.18411581069999999,0.27778881030000002,null,2.6814234811663212E-2]
[null,null,19178.872354127921,0.1841024111,0.27774844500000001,null,2.6824686879322407E-2]
[null,null,19226.819535013241,0.18408906320000001,0.27770819759999998,null,2.6835108465643027E-2]
[null,null,19274.886583850774,0.18407576680000001,0.27766806760000001,null,2.6845499677221277E-2]
[null,null,19323.073800310398,0.1840625216,0.27762805470000002,null,2.68558606161763E-2]
[null,null,19371.381484811172,0.18404932739999999,0.27758815869999998,null,2.6866191340010871E-2]
[null,null,19419.809938523198,0.18403618390000001,0.27754837919999997,null,2.6876491967809165E-2]
[null,null,19468.359463369507,0.184023091,0.27750871589999998,null,2.6886762545738019E-2]
[null,null,19517.03036202793,0.1840100485,0.27746916840000002,null,2.689700316504047E-2]
[null,null,19565.822937933001,0.18399705599999999,0.27742973650000002,null,2.6907213940693946E-2]
[null,null,19614.737495277834,0.18398411340000001,0.27739041980000001,null,2.6917394936077799E-2]
[null,null,19663.774339016029,0.1839712205,0.27735121800000001,null,2.6927546226537317E-2]
[null,null,19712.933774863566,0.1839583769,0.2773121308,null,2.6937667944272194E-2]
[null,null,19762.216109300723,0.18394558259999999,0.27727315790000001,null,2.694776010840939E-2]
[null,null,19811.621649573975,0.18393283730000001,0.27723429890000001,null,2.6957822839854685E-2]
[null,null,19861.150703697909,0.18392014079999999,0.27719555359999998,null,2.6967856198198227E-2]
[null,null,19910.803580457152,0.18390749279999999,0.27715692149999999,null,{"$f":"((D1210-$D$3)^2+(E1210-$E$3)^2)","v":2.697786032140953E-2}]
[null,null,19960.580589408295,0.18389489310000001,0.27711840250000003,null,2.6987835252871767E-2]
[null,null,20010.482040881816,0.1838823416,0.27707999620000001,null,2.6997781057690361E-2]
[null,null,20060.50824598402,0.18386983800000001,0.27704170220000002,null,2.7007697857874872E-2]
[null,null,20110.659516598978,0.18385738209999999,0.27700352029999997,null,2.7017585714024694E-2]
[null,null,20160.936165390474,0.1838449737,0.27696545010000001,null,2.7027444720234078E-2]
[null,null,20211.338505803949,0.18383261249999999,0.27692749129999999,null,2.7037274982505591E-2]
[null,null,20261.866852068459,0.18382029850000001,0.27688964370000002,null,2.7047076505321899E-2]
[null,null,20312.521519198628,0.1838080312,0.27685190679999999,null,2.7056849485133247E-2]
[null,null,20363.302822996622,0.18379581070000001,0.27681428050000001,null,2.7066593881774792E-2]
[null,null,20414.211080054112,0.18378363659999999,0.27677676429999998,null,2.7076309863777528E-2]
[null,null,20465.246607754245,0.1837715087,0.27673935799999999,null,2.7085997493104367E-2]
[null,null,20516.409724273628,0.18375942689999999,0.27670206120000002,null,2.7095656836950463E-2]
[null,null,20567.70074858431,0.1837473909,0.27666487369999998,null,2.710528798600979E-2]
[null,null,20619.120000455769,0.18373540050000001,0.27662779520000003,null,2.7114891019511648E-2]
[null,null,20670.667800456908,0.1837234556,0.27659082530000001,null,2.7124466005245044E-2]
[null,null,20722.34446995805,0.18371155580000001,0.27655396360000001,null,2.7134013096326508E-2]
[null,null,20774.150331132943,0.18369970120000001,0.27651721010000002,null,2.7143532237230868E-2]
[null,null,null,null,null,null,{"$f":"GOTO(A10)","v":true}]